## README
README for Transfers Analysis
Instructions for use:
1. Load Data using the DSS Paths Tab and copy results to the Data Tab (using a 4-Step or CONV study step, results should not have EWA pumping).
2. Modify operation assumptions in the Transfer Calc Sheet Tab in cells B3:B8 (hightlighted yellow).
3. Update resulting pumping capacities in the Transfer Calc Sheet Tab click the "Calculate" button to update the resulting pumping capacities.
Assumptions:
1. Capacity is limited by either facility physical capacity or EI ratio.
2. If capacity is unconstrained, the additional capcity to each pumping facility is split equally from each unit of available inflow until either capped by physical capacity or EI ratio.
Limitations:
1. This analysis is not taking into account dynamic Delta salinity or carriage water costs.

## Transfer Calc Sheet
User Inputs |  | Unit/Comment
Banks Capacity | 6680 | cfs
Intertie - on or off | 0 | 0 = off, 1 = on
Tolerance | 0.001
EI Standard | 0.65 | Assuming only Summertime Calculation so one Standard
Increment | 0.01 | Amount to increment pumping and inflow by
# of Years | 82
Only calculates the July through September Time period
| Data from DSS File (cfs) | [12 empty] | Resulting Capacity or EI constrained Pumping and Delta Inflow (cfs) | [12 empty] | Available Pumping Capacity (TAF)
|  | Tracy Pumping |  |  | Banks Pumping |  |  | Total Delta Inflow |  |  | Max Tracy Capacity |  |  |  | Tracy Pumping |  |  | Banks Pumping |  |  | Delta Inflow |  |  | Post Calculated EI Ratio |  |  |  | Tracy Pumping |  |  |  | Banks Pumping | [7 empty] | Sorted for display purposes
| Water Year | July | Aug | Sep | July | Aug | Sep | July | Aug | Sep | July | Aug | Sep | Water Year | July | Aug | Sep | July | Aug | Sep | July | Aug | Sep | July | Aug | Sep | Water Year | July | Aug | Sep | Total | July | Aug | Sep | Total | WY | SacIndex | CVP Ag S Allocation | SWP MWD Allocation | Tracy Capacity | WY | SacIndex | CVP Ag S Allocation | Banks Capacity | WY | SacIndex | SWP MWD Allocation
| 1922 | 4575.3701 | 4533.1006 | 4470.188 | 6680 | 3738.386 | 5920.771 | 23815.7363 | 15016.376 | 15986.0918 | 4575.3701 | 4533.1006 | 4470.188 | 1922 | 4575.3701 | 4533.1006 | 4470.188 | 6680 | 6680.006 | 5920.771 | 23815.7363 | 17957.996 | 15986.0918 | 47.26% | 62.44% | 65% | 1922 | 0 | 0 | 0 | 0 | 0 | 180.8758 | 0 | 180.8758 | 22 | AN | 77.74% | 100% | 592.5961 | 24 | C | 12.37% | 952.6591 | 91 | C | 30.66%
| 1923 | 4561.6597 | 4522.6948 | 4464.7007 | 6680 | 6680 | 5731.4658 | 24189.4121 | 17998.002 | 15686.4102 | 4561.6597 | 4522.6948 | 4464.7007 | 1923 | 4561.6597 | 4522.6948 | 4464.7007 | 6680 | 6680 | 5731.4658 | 24189.4121 | 17998.002 | 15686.4102 | 46.47% | 62.24% | 65% | 1923 | 0 | 0 | 0 | 0 | 0 | 0 | 0 | 0 | 23 | BN | 71.66% | 99.61% | 588.9411 | 31 | C | 18.31% | 947.984 | 88 | C | 27.09%
| 1924 | 600 | 600 | 2046.7463 | 1898.4045 | 4352.5879 | 2570.1348 | 10672.4375 | 11744.71 | 9459.9854 | 4391.4727 | 4346.9756 | 4266.9668 | 1924 | 4391.475 | 4346.985 | 4215.7663 | 6680.0095 | 6680.0029 | 4739.1548 | 19245.5175 | 17819.11 | 13798.0254 | 57.53% | 61.88% | 64.9% | 1924 | 233.1321 | 230.3965 | 129.0675 | 592.5961 | 294.0137 | 143.1093 | 129.0675 | 566.1905 | 24 | C | 12.37% | 21% | 570.9961 | 33 | C | 15.12% | 938.3628 | 77 | C | 15.99%
| 1925 | 4550.103 | 3011.6172 | 4460.0752 | 300 | 300 | 4165.0063 | 14283.625 | 9866.5029 | 13269.3564 | 4550.103 | 4513.9238 | 4460.0752 | 1925 | 4550.103 | 4513.9272 | 4460.0752 | 6680 | 6680 | 4165.0063 | 20663.625 | 17748.8129 | 13269.3564 | 54.35% | 63.07% | 65% | 1925 | 0 | 92.3748 | 0 | 92.3748 | 392.2966 | 392.2966 | 0 | 784.5933 | 25 | D | 66.54% | 37.99% | 547.8788 | 34 | C | 24.25% | 927.6801 | 90 | C | 20.09%
| 1926 | 3350.5796 | 1191.8884 | 3120.0212 | 5163.4565 | 4204.3677 | 4354.2524 | 18851.5 | 11879.6758 | 12376.7676 | 4462.4209 | 4447.3755 | 4326.7651 | 1926 | 4462.4246 | 4447.3834 | 3915.2512 | 6680.0015 | 6680.0027 | 5149.4824 | 21479.89 | 17610.8058 | 13967.2276 | 51.87% | 63.18% | 64.9% | 1926 | 68.3657 | 200.1755 | 47.3202 | 315.8613 | 93.2501 | 152.2231 | 47.3202 | 292.7933 | 26 | D | 27.67% | 75.23% | 490.7223 | 92 | C | 51.24% | 888.8658 | 33 | C | 37.36%
| 1927 | 3666.5249 | 4512.0479 | 4459.0864 | 6384.5864 | 5614.6904 | 5461.7114 | 26730.0098 | 17076.7344 | 15262.7666 | 4547.6318 | 4512.0479 | 4459.0864 | 1927 | 4547.6399 | 4512.0479 | 4459.0864 | 6680.0014 | 6680.0004 | 5461.7114 | 27906.5398 | 18142.0444 | 15262.7666 | 40.23% | 61.69% | 65% | 1927 | 54.1784 | 0 | 0 | 54.1784 | 18.1646 | 65.5043 | 0 | 83.6689 | 27 | W | 65.45% | 100% | 480.1201 | 90 | C | 9.178% | 845.5233 | 92 | C | 35.22%
| 1928 | 2981.2026 | 4526.1514 | 4466.5234 | 4236.0889 | 3762.2822 | 4472.1519 | 21956.1328 | 15457.7988 | 13760.4678 | 4566.2139 | 4526.1514 | 4466.5234 | 1928 | 4566.2176 | 4526.1514 | 4466.5234 | 6680.0039 | 6680.0022 | 4472.1519 | 25985.0628 | 18375.5188 | 13760.4678 | 43.28% | 60.98% | 64.96% | 1928 | 97.4602 | 0 | 0 | 97.4602 | 150.2727 | 179.4062 | 0 | 329.6789 | 28 | AN | 73.68% | 77.81% | 436.9928 | 76 | C | 20.95% | 837.9738 | 29 | C | 32.58%
| 1929 | 2596.7681 | 924.041 | 3018.1206 | 300 | 575.9589 | 3700.1072 | 11354.3447 | 8594.8975 | 11630.4307 | 4388.3262 | 4344.6465 | 4265.835 | 1929 | 4388.3281 | 4344.651 | 4200.3456 | 6680 | 6680.0089 | 4882.3322 | 19525.9047 | 18119.5575 | 13994.8807 | 56.69% | 60.84% | 64.9% | 1929 | 110.1603 | 210.3282 | 70.3483 | 390.8368 | 392.2966 | 375.3289 | 70.3483 | 837.9738 | 29 | C | 12.08% | 32.58% | 413.9051 | 77 | C | 15.14% | 798.1806 | 01 | D | 42.82%
| 1930 | 3820.6816 | 1019.4037 | 3593.6057 | 2635.1914 | 3278.2744 | 3918.1121 | 15712.9023 | 10985.417 | 12055.7305 | 4476.1191 | 4457.772 | 4350.4902 | 1930 | 4476.1216 | 4457.7737 | 4038.6957 | 6680.0014 | 6680.0044 | 4363.2021 | 20413.1523 | 17825.517 | 12945.9105 | 54.65% | 62.48% | 64.9% | 1930 | 40.302 | 211.4202 | 26.4851 | 278.2073 | 248.7093 | 209.1673 | 26.4851 | 484.3617 | 30 | D | 33.74% | 55.7% | 390.8368 | 29 | C | 12.08% | 784.5936 | 32 | D | 34.9%
| 1931 | 800 | 600 | 1409.0615 | 699.9995 | 4239.3662 | 3202.7681 | 10728.1748 | 11702.7969 | 9500.2256 | 4441.2998 | 4394.748 | 4290.1841 | 1931 | 4441.3 | 4394.755 | 3622.4765 | 6680.0095 | 6680.0012 | 5416.1831 | 20349.4848 | 17938.1869 | 13927.0556 | 54.65% | 61.74% | 64.9% | 1931 | 223.8981 | 233.3338 | 131.7093 | 588.9411 | 367.7018 | 150.071 | 131.7093 | 649.4821 | 31 | C | 18.31% | 20.27% | 378.543 | 91 | C | 28.91% | 784.5933 | 25 | D | 37.99%
| 1932 | 800 | 4461.3647 | 4358.689 | 300 | 300 | 5109.0078 | 10946.5068 | 11421.2656 | 14565.6885 | 4480.8525 | 4461.3647 | 4358.689 | 1932 | 4480.855 | 4461.3647 | 4358.689 | 6680.005 | 6680 | 5109.0078 | 21007.3668 | 17801.2656 | 14565.6885 | 53.13% | 62.59% | 65% | 1932 | 226.3303 | 0 | 0 | 226.3303 | 392.2969 | 392.2966 | 0 | 784.5936 | 32 | D | 35.84% | 34.9% | 315.8613 | 26 | D | 27.67% | 784.216 | 34 | C | 38.72%
| 1933 | 800 | 800 | 1147.5355 | 300 | 699.9997 | 3622.1309 | 10170.8574 | 8623.2188 | 9691.7568 | 4421.3447 | 4369.0854 | 4277.7124 | 1933 | 4421.345 | 4369.09 | 3313.1855 | 6680.005 | 6680.0097 | 5787.7809 | 20172.2074 | 18172.3187 | 14023.0568 | 55.03% | 60.8% | 64.9% | 1933 | 222.6711 | 219.458 | 128.867 | 570.9961 | 392.2969 | 367.7018 | 128.867 | 888.8658 | 33 | C | 15.12% | 37.36% | 278.2073 | 30 | D | 33.74% | 649.4821 | 31 | C | 20.27%
| 1934 | 800 | 1384.6853 | 1595.3882 | 300 | 2504.8564 | 2961.3015 | 9812.4883 | 10450.0459 | 9478.6299 | 4454.7119 | 4441.5244 | 4313.4136 | 1934 | 4454.715 | 4441.5253 | 3867.3882 | 6680.005 | 6680.0064 | 5233.3015 | 19847.2083 | 17682.0359 | 14022.6299 | 56.1% | 62.9% | 64.9% | 1934 | 224.7229 | 187.9605 | 135.1954 | 547.8788 | 392.2969 | 256.7237 | 135.1954 | 784.216 | 34 | C | 24.25% | 38.72% | 271.6199 | 87 | D | 45.14% | 584.2983 | 49 | D | 46.79%
| 1935 | 4471.3745 | 2541.3359 | 4392.5977 | 6680 | 6680 | 6680 | 25314.9648 | 16495.0352 | 17034.7676 | 4500.4307 | 4476.2241 | 4392.5977 | 1935 | 4500.4345 | 4476.2259 | 4392.5977 | 6680 | 6680 | 6680 | 25344.0248 | 18429.9252 | 17034.7676 | 44.11% | 60.53% | 65% | 1935 | 1.7869 | 118.9735 | 0 | 120.7603 | 0 | 0 | 0 | 0 | 35 | BN | 44.52% | 100% | 256.1182 | 88 | C | 16.28% | 584.2489 | 55 | D | 43.61%
| 1936 | 4557.3525 | 3952.4045 | 4462.9766 | 6680 | 6680 | 6086.8789 | 25147.9863 | 18010.1895 | 16230.5479 | 4557.3525 | 4519.4258 | 4462.9766 | 1936 | 4557.3525 | 4519.4345 | 4462.9766 | 6680 | 6680 | 6086.8789 | 25147.9863 | 18577.2195 | 16230.5479 | 44.68% | 60.29% | 65% | 1936 | 0 | 34.8658 | 0 | 34.8658 | 0 | 0 | 0 | 0 | 36 | BN | 69.75% | 100% | 237.5766 | 47 | D | 48.16% | 566.1905 | 24 | C | 21%
| 1937 | 3759.9197 | 2320.6987 | 4370.5117 | 5488.8828 | 4019.238 | 4687.8218 | 20646.4316 | 13717.7227 | 13935.8984 | 4487.6787 | 4466.5454 | 4370.5117 | 1937 | 4487.6797 | 4466.5487 | 4370.5117 | 6680.0028 | 6680.008 | 4687.8218 | 22565.3116 | 18524.3427 | 13935.8984 | 49.49% | 60.17% | 65% | 1937 | 44.7489 | 131.9451 | 0 | 176.694 | 73.2402 | 163.6068 | 0 | 236.8469 | 37 | BN | 38.87% | 88.98% | 229.6331 | 44 | D | 48% | 523.279 | 76 | C | 61.97%
| 1938 | 4600 | 4571.209 | 4490.2837 | 6680 | 6680 | 6680 | 24112.9375 | 18466.3008 | 24042.5059 | 4600 | 4571.209 | 4490.2837 | 1938 | 4600 | 4571.209 | 4490.2837 | 6680 | 6680 | 6680 | 24112.9375 | 18466.3008 | 24042.5059 | 46.78% | 60.93% | 46.46% | 1938 | 0 | 0 | 0 | 0 | 0 | 0 | 0 | 0 | 38 | W | 100% | 100% | 228.6647 | 03 | AN | 61.6% | 484.5475 | 72 | BN | 67.01%
| 1939 | 4353.6216 | 4441.5713 | 3269.9204 | 5413.8301 | 3910.051 | 2428.7896 | 21573.2754 | 15011.5059 | 10520.9512 | 4504.4595 | 4479.2817 | 4399.5757 | 1939 | 4504.4616 | 4479.2863 | 4399.5804 | 6680.0001 | 6680.006 | 4516.7596 | 22990.2854 | 17819.1759 | 13738.5812 | 48.65% | 62.63% | 64.9% | 1939 | 9.2749 | 2.319 | 67.2204 | 78.8144 | 77.8549 | 170.3204 | 124.2447 | 372.4199 | 39 | D | 46.31% | 72.8% | 226.3303 | 32 | D | 35.84% | 484.3617 | 30 | D | 55.7%
| 1940 | 2346.3374 | 4510.5679 | 4458.3057 | 5835.9902 | 5146.1562 | 4932.4297 | 25459.1777 | 16876.5059 | 14447.2861 | 4545.6816 | 4510.5679 | 4458.3057 | 1940 | 4545.6874 | 4510.5679 | 4458.3057 | 6680.0002 | 6680.0063 | 4932.4297 | 28502.5377 | 18410.3559 | 14447.2861 | 39.38% | 60.78% | 65% | 1940 | 135.2347 | 0 | 0 | 135.2347 | 51.8969 | 94.3141 | 0 | 146.211 | 40 | AN | 64.58% | 100% | 222.2996 | 01 | D | 43.47% | 419.6443 | 97 | W | 68.64%
| 1941 | 4579.6055 | 4536.3149 | 4471.8833 | 6680 | 5525.0454 | 6680 | 24140.9883 | 16905.6445 | 20730.373 | 4579.6055 | 4536.3149 | 4471.8833 | 1941 | 4579.6055 | 4536.3149 | 4471.8833 | 6680 | 6680.0054 | 6680 | 24140.9883 | 18060.6045 | 20730.373 | 46.64% | 62.1% | 53.79% | 1941 | 0 | 0 | 0 | 0 | 0 | 71.0168 | 0 | 71.0168 | 41 | W | 79.62% | 100% | 207.0452 | 55 | D | 42.67% | 411.1994 | 87 | D | 69.06%
| 1942 | 4568.4038 | 4527.813 | 4467.3999 | 6680 | 6680 | 6680 | 24041.5176 | 18422.9043 | 22168.8906 | 4568.4038 | 4527.813 | 4467.3999 | 1942 | 4568.4038 | 4527.813 | 4467.3999 | 6680 | 6680 | 6680 | 24041.5176 | 18422.9043 | 22168.8906 | 46.79% | 60.84% | 50.28% | 1942 | 0 | 0 | 0 | 0 | 0 | 0 | 0 | 0 | 42 | W | 74.65% | 100% | 192.6919 | 60 | D | 39.07% | 391.7472 | 81 | D | 79.54%
| 1943 | 4429.3442 | 4548.1299 | 4478.1133 | 3887.509 | 3102.2773 | 5921.5635 | 22181.5918 | 14773.8809 | 15999.5029 | 4595.1724 | 4548.1299 | 4478.1133 | 1943 | 4595.1742 | 4548.1299 | 4478.1133 | 6680.009 | 6680.0073 | 5921.5635 | 25139.9218 | 18351.6109 | 15999.5029 | 44.85% | 61.18% | 65% | 1943 | 10.1966 | 0 | 0 | 10.1966 | 171.7066 | 219.9893 | 0 | 391.6959 | 43 | W | 86.52% | 77.74% | 176.694 | 37 | BN | 38.87% | 391.6959 | 43 | W | 77.74%
| 1944 | 4508.27 | 1242.7507 | 3609.6226 | 6680 | 5964.5898 | 4611.4922 | 20817.6523 | 14962.9766 | 13220.7861 | 4508.27 | 4482.1733 | 4406.1748 | 1944 | 4508.27 | 4482.1757 | 4121.2726 | 6680 | 6680.0048 | 5123.1422 | 20817.6523 | 18917.8166 | 14244.0861 | 53.74% | 59% | 64.9% | 1944 | 0 | 199.1874 | 30.4457 | 229.6331 | 0 | 43.9898 | 30.4457 | 74.4355 | 44 | D | 48% | 97.83% | 154.9732 | 00 | AN | 69.7% | 372.4199 | 39 | D | 72.8%
| 1945 | 4558.895 | 4520.5967 | 4463.5942 | 6679.999 | 6680 | 5306.4805 | 24674.9727 | 18420.627 | 15030.8848 | 4558.895 | 4520.5967 | 4463.5942 | 1945 | 4558.895 | 4520.5967 | 4463.5942 | 6680.009 | 6680 | 5306.4805 | 24674.9827 | 18420.627 | 15030.8848 | 45.55% | 60.8% | 65% | 1945 | 0 | 0 | 0 | 0 | 0.00061489 | 0 | 0 | 0.00061489 | 45 | BN | 70.44% | 100% | 135.2347 | 40 | AN | 64.58% | 363.1887 | 68 | BN | 78.11%
| 1946 | 4539.459 | 4505.8452 | 4455.8154 | 6473.3486 | 6680 | 4849.5508 | 25421.8223 | 18459.5449 | 14315.9482 | 4539.459 | 4505.8452 | 4455.8154 | 1946 | 4539.459 | 4505.8452 | 4455.8154 | 6680.0086 | 6680 | 4849.5508 | 25628.4823 | 18459.5449 | 14315.9482 | 43.78% | 60.6% | 65% | 1946 | 0 | 0 | 0 | 0 | 12.7072 | 0 | 0 | 12.7072 | 46 | BN | 61.82% | 100% | 129.5802 | 97 | W | 62.83% | 329.6789 | 28 | AN | 77.81%
| 1947 | 4138.2051 | 1743.8947 | 3612.1499 | 6437.5669 | 4757.3833 | 4169.7324 | 21222.0957 | 12934.834 | 12834.1846 | 4508.6309 | 4482.4473 | 4406.8003 | 1947 | 4508.6401 | 4482.4547 | 4392.0699 | 6680.0019 | 6680.0033 | 4949.6524 | 21834.9657 | 17596.014 | 14394.0246 | 51.24% | 63.44% | 64.9% | 1947 | 22.7775 | 168.3899 | 46.4091 | 237.5766 | 14.907 | 118.219 | 46.4091 | 179.5351 | 47 | D | 48.16% | 76.44% | 120.7603 | 35 | BN | 44.52% | 317.506 | 79 | BN | 85.04%
| 1948 | 4520.5474 | 4491.4922 | 4427.4399 | 6680 | 6680 | 6246.6245 | 22929.9473 | 19603.0254 | 16421.6387 | 4520.5479 | 4491.4922 | 4427.4399 | 1948 | 4520.5574 | 4491.4922 | 4427.4399 | 6680 | 6680 | 6246.6245 | 22929.9573 | 19603.0254 | 16421.6387 | 48.85% | 56.99% | 65% | 1948 | 0.00061489 | 0 | 0 | 0.00061489 | 0 | 0 | 0 | 0 | 48 | BN | 53.44% | 81.57% | 114.978 | 70 | W | 69.49% | 302.8979 | 86 | W | 82.7%
| 1949 | 4538.7661 | 2816.0002 | 4455.5381 | 1595.9761 | 2858.4019 | 4003.3372 | 15768.7344 | 12081.5166 | 13367.3066 | 4538.7661 | 4505.3193 | 4455.5381 | 1949 | 4538.7661 | 4505.3202 | 4455.5381 | 6680.0061 | 6680.0019 | 4620.1672 | 20852.7644 | 17592.4366 | 13984.1366 | 53.8% | 63.58% | 64.9% | 1949 | 0 | 103.8738 | 0 | 103.8738 | 312.6094 | 234.9845 | 36.7045 | 584.2983 | 49 | D | 61.51% | 46.79% | 113.394 | 64 | D | 43.48% | 292.7933 | 26 | D | 75.23%
| 1950 | 4531.0146 | 4377.2319 | 4445.5684 | 6680 | 5938.436 | 6680 | 24215.6094 | 17535.6973 | 17116.2598 | 4531.0146 | 4499.436 | 4445.5684 | 1950 | 4531.0146 | 4499.4369 | 4445.5684 | 6680 | 6680.001 | 6680 | 24215.6094 | 18399.4673 | 17116.2598 | 46.3% | 60.76% | 65% | 1950 | 0 | 7.5142 | 0 | 7.5142 | 0 | 45.5977 | 0 | 45.5977 | 50 | BN | 58.08% | 88.63% | 110.7002 | 63 | W | 70.92% | 289.6274 | 57 | AN | 74.85%
| 1951 | 2906.7639 | 4521.5508 | 4464.0972 | 5697.355 | 6680 | 4566.8291 | 25390.6582 | 18253.8301 | 13893.7334 | 4560.1523 | 4521.5508 | 4464.0972 | 1951 | 4560.1539 | 4521.5508 | 4464.0972 | 6680.005 | 6680 | 4566.8291 | 28026.6982 | 18253.8301 | 13893.7334 | 40.11% | 61.37% | 65% | 1951 | 101.6645 | 0 | 0 | 101.6645 | 60.4217 | 0 | 0 | 60.4217 | 51 | AN | 71% | 100% | 106.0762 | 94 | C | 71.44% | 274.3589 | 65 | W | 79.86%
| 1952 | 4600 | 4571.209 | 4490.2837 | 6680 | 6680 | 6437.1445 | 26639.0352 | 19998.9414 | 27257.9277 | 4600 | 4571.209 | 4490.2837 | 1952 | 4600 | 4571.209 | 4490.2837 | 6680 | 6680 | 6680.0045 | 26639.0352 | 19998.9414 | 27500.7877 | 42.34% | 56.26% | 40.62% | 1952 | 0 | 0 | 0 | 0 | 0 | 0 | 14.4514 | 14.4514 | 52 | W | 100% | 100% | 103.8738 | 49 | D | 61.51% | 272.0082 | 70 | W | 93.04%
| 1953 | 4551.7251 | 4515.1548 | 4460.7246 | 6679.9995 | 3853.7078 | 6680 | 24992.5273 | 15250.6396 | 21353.5352 | 4551.7251 | 4515.1548 | 4460.7246 | 1953 | 4551.7251 | 4515.1548 | 4460.7246 | 6680.0095 | 6680.0078 | 6680 | 24992.5373 | 18076.9396 | 21353.5352 | 44.94% | 61.93% | 52.17% | 1953 | 0 | 0 | 0 | 0 | 0.00061489 | 173.7849 | 0 | 173.7856 | 53 | W | 67.26% | 91.17% | 101.6645 | 51 | AN | 71% | 264.0982 | 60 | D | 59.29%
| 1954 | 3523.4175 | 4515.2197 | 4460.7588 | 6110.1147 | 5030.6162 | 4316.5396 | 25379.4297 | 16424.8008 | 13633.4092 | 4551.811 | 4515.2197 | 4460.7588 | 1954 | 4551.8175 | 4515.2197 | 4460.7588 | 6680.0047 | 6680.0062 | 4518.2096 | 26977.7197 | 18074.1908 | 13835.0792 | 41.63% | 61.94% | 64.9% | 1954 | 63.2348 | 0 | 0 | 63.2348 | 35.0417 | 101.4185 | 12.0004 | 148.4606 | 54 | AN | 67.3% | 97.89% | 97.4602 | 28 | AN | 73.68% | 252.8383 | 78 | AN | 100%
| 1955 | 4457.7705 | 1773.9182 | 3525.1255 | 1644.9969 | 2842.8252 | 3994.1091 | 15524.5967 | 11337.0635 | 12289.5664 | 4496.2651 | 4473.062 | 4385.3828 | 1955 | 4496.2655 | 4473.0632 | 4175.6905 | 6680.0019 | 6680.0002 | 4644.6741 | 20598.0967 | 17873.3835 | 13590.6964 | 54.26% | 62.4% | 64.9% | 1955 | 2.367 | 165.9664 | 38.7119 | 207.0452 | 309.5949 | 235.9421 | 38.7119 | 584.2489 | 55 | D | 42.67% | 43.61% | 92.3748 | 25 | D | 66.54% | 247.4639 | 59 | BN | 82.15%
| 1956 | 4556.1089 | 4518.4819 | 4462.479 | 6680 | 5276.2329 | 6680 | 23891.7754 | 16850.4238 | 23136.1719 | 4556.1089 | 4518.4819 | 4462.479 | 1956 | 4556.1089 | 4518.4819 | 4462.479 | 6680 | 6680.0029 | 6680 | 23891.7754 | 18254.1938 | 23136.1719 | 47.03% | 61.35% | 48.16% | 1956 | 0 | 0 | 0 | 0 | 0 | 86.3157 | 0 | 86.3157 | 56 | W | 69.2% | 100% | 91.2397 | 73 | AN | 61.87% | 236.8469 | 37 | BN | 88.98%
| 1957 | 3420.9951 | 4518.8022 | 4462.6479 | 4080.1294 | 4569.6104 | 4284.3315 | 23460.6934 | 16148.8125 | 13456.8926 | 4556.5312 | 4518.8022 | 4462.6479 | 1957 | 4556.5351 | 4518.8022 | 4462.6479 | 6680.0094 | 6680.0004 | 4284.3315 | 27196.1134 | 18259.2025 | 13456.8926 | 41.32% | 61.33% | 65% | 1957 | 69.8227 | 0 | 0 | 69.8227 | 159.8627 | 129.7647 | 0 | 289.6274 | 57 | AN | 69.39% | 74.85% | 83.1491 | 61 | D | 60.13% | 234.8334 | 61 | D | 70.6%
| 1958 | 4600 | 4571.209 | 4490.2837 | 6680 | 6680 | 6680 | 23816.5703 | 19850.6562 | 25834.3398 | 4600 | 4571.209 | 4490.2837 | 1958 | 4600 | 4571.209 | 4490.2837 | 6680 | 6680 | 6680 | 23816.5703 | 19850.6562 | 25834.3398 | 47.36% | 56.68% | 43.24% | 1958 | 0 | 0 | 0 | 0 | 0 | 0 | 0 | 0 | 58 | W | 100% | 100% | 78.8144 | 39 | D | 46.31% | 224.7205 | 66 | BN | 82.85%
| 1959 | 4348.5771 | 3862.7231 | 3755.4783 | 4948.1558 | 4387.291 | 3848.1816 | 22422.7539 | 15362.7051 | 11697.9395 | 4527.6616 | 4496.8911 | 4439.7607 | 1959 | 4527.6621 | 4496.8931 | 3755.4783 | 6680.0008 | 6680.001 | 3848.1816 | 24333.6839 | 18289.5851 | 11697.9395 | 46.06% | 61.11% | 65% | 1959 | 11.0117 | 38.9942 | 0 | 50.0058 | 106.4886 | 140.9753 | 0 | 247.4639 | 59 | BN | 56.59% | 82.15% | 69.8227 | 57 | AN | 69.39% | 193.4656 | 96 | W | 85.51%
| 1960 | 2739.0759 | 3387.3643 | 4055.9585 | 6590.7417 | 3135.5862 | 3964.6846 | 20279.2051 | 13197.2959 | 12898.6514 | 4488.1392 | 4466.895 | 4371.3091 | 1960 | 4488.1459 | 4466.8993 | 4371.3135 | 6680.0017 | 6680.0012 | 4648.1396 | 22117.5351 | 17821.2459 | 13897.4614 | 50.49% | 62.55% | 64.9% | 1960 | 107.5477 | 66.379 | 18.7652 | 192.6919 | 5.4885 | 217.9408 | 40.669 | 264.0982 | 60 | D | 39.07% | 59.29% | 68.2492 | 84 | W | 64.9% | 183.3851 | 80 | AN | 89.95%
| 1961 | 3864.6926 | 3821.6372 | 4453.5918 | 5478.5337 | 4848.2515 | 3752.6287 | 20159.416 | 16146.3164 | 13083.6182 | 4535.6475 | 4502.9521 | 4453.5918 | 1961 | 4535.6476 | 4502.9522 | 4453.5918 | 6680.0087 | 6680.0065 | 4564.7387 | 22031.846 | 18659.3864 | 13895.7282 | 50.91% | 59.93% | 64.9% | 1961 | 41.256 | 41.893 | 0 | 83.1491 | 73.8769 | 112.6319 | 48.3246 | 234.8334 | 61 | D | 60.13% | 70.6% | 66.4337 | 65 | W | 65.75% | 180.8758 | 22 | AN | 100%
| 1962 | 4518.1636 | 3780.4006 | 3674.9678 | 6680 | 6680 | 6487.979 | 25621.4863 | 17573.0918 | 15635.3037 | 4518.1636 | 4489.6821 | 4423.3101 | 1962 | 4518.1636 | 4489.6906 | 3674.9678 | 6680 | 6680 | 6487.979 | 25621.4863 | 18282.3818 | 15635.3037 | 43.71% | 61.1% | 65% | 1962 | 0 | 43.6132 | 0 | 43.6132 | 0 | 0 | 0 | 0 | 62 | BN | 52.38% | 94.73% | 63.2348 | 54 | AN | 67.3% | 179.5351 | 47 | D | 76.44%
| 1963 | 2759.656 | 4521.4292 | 4464.0332 | 6402.4004 | 5958.5918 | 5155.3105 | 26907.1152 | 17535.7305 | 14798.9912 | 4559.9922 | 4521.4292 | 4464.0332 | 1963 | 4559.996 | 4521.4292 | 4464.0332 | 6680.0004 | 6680.0018 | 5155.3105 | 28985.0552 | 18257.1405 | 14798.9912 | 38.78% | 61.35% | 65% | 1963 | 110.7002 | 0 | 0 | 110.7002 | 17.0692 | 44.3584 | 0 | 61.4276 | 63 | W | 70.92% | 100% | 54.1784 | 27 | W | 65.45% | 173.7856 | 53 | W | 91.17%
| 1964 | 4498.0913 | 2630.3076 | 3909.8245 | 6680 | 5883.6328 | 5799.9209 | 20874.75 | 16580.5059 | 14938.0703 | 4498.0913 | 4474.4482 | 4388.5459 | 1964 | 4498.0913 | 4474.4576 | 3909.8245 | 6680 | 6680.0028 | 5799.9209 | 20874.75 | 19221.0259 | 14938.0703 | 53.55% | 58.03% | 65% | 1964 | 0 | 113.394 | 0 | 113.394 | 0 | 48.9676 | 0 | 48.9676 | 64 | D | 43.48% | 86.41% | 51.4828 | 72 | BN | 62.07% | 154.7094 | 99 | W | 88.7%
| 1965 | 3467.8926 | 4512.563 | 4459.3579 | 5688.6982 | 3209.3564 | 6680 | 24464.6133 | 14450.875 | 17137.4746 | 4548.3101 | 4512.563 | 4459.3579 | 1965 | 4548.3176 | 4512.563 | 4459.3579 | 6680.0032 | 6680.0064 | 6680 | 26536.3433 | 17921.525 | 17137.4746 | 42.31% | 62.45% | 65% | 1965 | 66.4337 | 0 | 0 | 66.4337 | 60.9539 | 213.4051 | 0 | 274.3589 | 65 | W | 65.75% | 79.86% | 50.0058 | 59 | BN | 56.59% | 148.4606 | 54 | AN | 97.89%
| 1966 | 4322.1899 | 4504.1938 | 4454.9443 | 6117.8198 | 5146.5986 | 2750.2522 | 24487.127 | 16832.5996 | 11973.3018 | 4537.2832 | 4504.1938 | 4454.9443 | 1966 | 4537.2849 | 4504.1938 | 4454.9443 | 6680.0048 | 6680.0086 | 4361.3022 | 25264.407 | 18366.0096 | 13584.3518 | 44.4% | 60.9% | 64.9% | 1966 | 13.2259 | 0 | 0 | 13.2259 | 34.5679 | 94.2871 | 95.8655 | 224.7205 | 66 | BN | 60.86% | 82.85% | 47.2668 | 89 | D | 43.07% | 146.211 | 40 | AN | 100%
| 1967 | 4600 | 4571.209 | 4490.2837 | 6680 | 6680 | 6680 | 31949.7598 | 19558.9023 | 27126.541 | 4600 | 4571.209 | 4490.2837 | 1967 | 4600 | 4571.209 | 4490.2837 | 6680 | 6680 | 6680 | 31949.7598 | 19558.9023 | 27126.541 | 35.31% | 57.52% | 41.18% | 1967 | 0 | 0 | 0 | 0 | 0 | 0 | 0 | 0 | 67 | W | 100% | 100% | 46.153 | 71 | W | 58.73% | 124.0364 | 83 | W | 100%
| 1968 | 4403.9419 | 4521.2217 | 4463.9238 | 3859.8474 | 4038.418 | 4185.4678 | 19601.6758 | 15049.7129 | 13575.875 | 4559.7188 | 4521.2217 | 4463.9238 | 1968 | 4559.7219 | 4521.2217 | 4463.9238 | 6680.0074 | 6680.008 | 4645.1578 | 22577.6158 | 17691.3029 | 14035.565 | 49.78% | 63.31% | 64.9% | 1968 | 9.5787 | 0 | 0 | 9.5787 | 173.4074 | 162.4274 | 27.3539 | 363.1887 | 68 | BN | 70.8% | 78.11% | 44.9644 | 85 | D | 57.74% | 123.0142 | 85 | D | 100%
| 1969 | 4600 | 4571.209 | 4490.2837 | 6093.168 | 6252.1528 | 6680 | 23580.8223 | 18249.877 | 27381.1094 | 4600 | 4571.209 | 4490.2837 | 1969 | 4600 | 4571.209 | 4490.2837 | 6680.008 | 6680.0028 | 6680 | 24167.6623 | 18677.727 | 27381.1094 | 46.67% | 60.24% | 40.8% | 1969 | 0 | 0 | 0 | 0 | 36.0839 | 26.3079 | 0 | 62.3918 | 69 | W | 100% | 100% | 43.6132 | 62 | BN | 52.38% | 113.5151 | 84 | W | 93.1%
| 1970 | 2686.8586 | 4518.9751 | 4462.7393 | 6680 | 3973.6589 | 3005.2451 | 26255.4531 | 15742.4102 | 12466.6797 | 4556.7593 | 4518.9751 | 4462.7393 | 1970 | 4556.7686 | 4518.9751 | 4462.7393 | 6680 | 6680.0089 | 4779.8651 | 28125.3631 | 18448.7602 | 14241.2997 | 39.95% | 60.7% | 64.9% | 1970 | 114.978 | 0 | 0 | 114.978 | 0 | 166.4094 | 105.5988 | 272.0082 | 70 | W | 69.49% | 93.04% | 35.6421 | 02 | D | 60.69% | 105.6187 | 94 | C | 78.39%
| 1971 | 3781.896 | 4500.5498 | 4448.1104 | 6575.3398 | 6680 | 6680 | 26317.457 | 18304.0234 | 21547.3965 | 4532.4824 | 4500.5498 | 4448.1104 | 1971 | 4532.491 | 4500.5498 | 4448.1104 | 6680.0048 | 6680 | 6680 | 27172.717 | 18304.0234 | 21547.3965 | 41.26% | 61.08% | 51.64% | 1971 | 46.153 | 0 | 0 | 46.153 | 6.4357 | 0 | 0 | 6.4357 | 71 | W | 58.73% | 100% | 34.8658 | 36 | BN | 69.75% | 86.3157 | 56 | W | 100%
| 1972 | 4497.2285 | 3789.7922 | 4035.4175 | 2120.554 | 3437.1531 | 4104.6191 | 17745.0449 | 14501.0879 | 12629.5986 | 4540.0273 | 4506.2764 | 4456.043 | 1972 | 4540.0285 | 4506.2772 | 4116.0075 | 6680.004 | 6680.0081 | 4185.2091 | 22347.2949 | 18460.4279 | 12790.7786 | 50.21% | 60.6% | 64.9% | 1972 | 2.6317 | 44.0556 | 4.7955 | 51.4828 | 280.3537 | 199.3983 | 4.7955 | 484.5475 | 72 | BN | 62.07% | 67.01% | 22.637 | 96 | W | 78.13% | 83.6689 | 27 | W | 100%
| 1973 | 3055.7317 | 4505.9355 | 4455.8628 | 6680 | 5826.7954 | 5742.6724 | 25970.791 | 17490.2129 | 15690.0547 | 4539.5781 | 4505.9355 | 4455.8628 | 1973 | 4539.5817 | 4505.9355 | 4455.8628 | 6680 | 6680.0054 | 5742.6724 | 27454.641 | 18343.4229 | 15690.0547 | 40.87% | 60.98% | 65% | 1973 | 91.2397 | 0 | 0 | 91.2397 | 0 | 52.4626 | 0 | 52.4626 | 73 | AN | 61.87% | 100% | 13.2259 | 66 | BN | 60.86% | 79.386 | 93 | AN | 100%
| 1974 | 4579.6021 | 4536.3125 | 4471.8818 | 6679.9995 | 6680 | 6680 | 25189.1172 | 18723.7832 | 24673.8262 | 4579.6021 | 4536.3125 | 4471.8818 | 1974 | 4579.6021 | 4536.3125 | 4471.8818 | 6680.0095 | 6680 | 6680 | 25189.1272 | 18723.7832 | 24673.8262 | 44.7% | 59.9% | 45.2% | 1974 | 0 | 0 | 0 | 0 | 0.00061489 | 0 | 0 | 0.00061489 | 74 | W | 79.62% | 100% | 10.1966 | 43 | W | 86.52% | 74.4355 | 44 | D | 97.83%
| 1975 | 4540.5142 | 4506.646 | 4456.2378 | 6680 | 6680 | 6680 | 23556.166 | 18526.9238 | 23454.3848 | 4540.5142 | 4506.646 | 4456.2378 | 1975 | 4540.5142 | 4506.646 | 4456.2378 | 6680 | 6680 | 6680 | 23556.166 | 18526.9238 | 23454.3848 | 47.63% | 60.38% | 47.48% | 1975 | 0 | 0 | 0 | 0 | 0 | 0 | 0 | 0 | 75 | W | 62.29% | 100% | 9.5787 | 68 | BN | 70.8% | 71.0168 | 41 | W | 100%
| 1976 | 2824.8152 | 800 | 1527.2322 | 3748.7871 | 2969.5044 | 3205.5618 | 15451.8369 | 10013.7139 | 9380.8682 | 4447.2578 | 4415.981 | 4300.5034 | 1976 | 4447.2602 | 4415.985 | 3457.9872 | 6680.0021 | 6680.0094 | 5136.3168 | 20005.4969 | 17340.2039 | 13242.3782 | 55.62% | 63.99% | 64.9% | 1976 | 99.7617 | 222.3415 | 114.8896 | 436.9928 | 180.236 | 228.1534 | 114.8896 | 523.279 | 76 | C | 20.95% | 61.97% | 8.9749 | 93 | AN | 59.58% | 62.3918 | 69 | W | 100%
| 1977 | 600 | 3086.7144 | 2596.3 | 300 | 300 | 1639.1808 | 10111.5674 | 10213.8037 | 8833.1602 | 4421.5957 | 4369.2715 | 4277.8027 | 1977 | 4421.6 | 4369.2744 | 4277.805 | 6680 | 6680 | 4223.3258 | 20313.1674 | 17876.3637 | 13098.8102 | 54.65% | 61.81% | 64.9% | 1977 | 234.9845 | 78.8627 | 100.058 | 413.9051 | 392.2966 | 392.2966 | 153.7695 | 938.3628 | 77 | C | 15.14% | 15.99% | 7.9791 | 79 | BN | 72.09% | 61.4276 | 63 | W | 100%
| 1978 | 4600 | 4567.2544 | 4488.1982 | 6680 | 2568.0435 | 6680 | 24067.1953 | 14304.6631 | 17375.2988 | 4600 | 4567.2544 | 4488.1982 | 1978 | 4600 | 4567.2544 | 4488.1982 | 6680 | 6680.0035 | 6680 | 24067.1953 | 18416.6231 | 17375.2988 | 46.87% | 61.07% | 64.28% | 1978 | 0 | 0 | 0 | 0 | 0 | 252.8383 | 0 | 252.8383 | 78 | AN | 97.69% | 100% | 7.5142 | 50 | BN | 58.08% | 60.4217 | 51 | AN | 100%
| 1979 | 4562.6172 | 4393.6587 | 4465.084 | 4504.6621 | 3691.6843 | 4995.0835 | 20546.4277 | 15040.2783 | 14554.1045 | 4562.6172 | 4523.4214 | 4465.084 | 1979 | 4562.6172 | 4523.4237 | 4465.084 | 6680.0021 | 6680.0093 | 4995.0835 | 22721.7677 | 18158.3683 | 14554.1045 | 49.48% | 61.7% | 65% | 1979 | 0 | 7.9791 | 0 | 7.9791 | 133.7584 | 183.7476 | 0 | 317.506 | 79 | BN | 72.09% | 85.04% | 6.08 | 81 | D | 72.14% | 56.7895 | 03 | AN | 100%
| 1980 | 4588.1104 | 4542.7695 | 4475.2866 | 5184.1128 | 5193.4604 | 6222.4688 | 22102 | 16816.1875 | 16458.0859 | 4588.1104 | 4542.7695 | 4475.2866 | 1980 | 4588.1104 | 4542.7695 | 4475.2866 | 6680.0028 | 6680.0004 | 6222.4688 | 23597.89 | 18302.7275 | 16458.0859 | 47.75% | 61.32% | 65% | 1980 | 0 | 0 | 0 | 0 | 91.98 | 91.4051 | 0 | 183.3851 | 80 | AN | 83.39% | 89.95% | 0.00061489 | 48 | BN | 53.44% | 52.4626 | 73 | AN | 100%
| 1981 | 4562.7334 | 4424.6313 | 4465.1304 | 3890.7539 | 4745.9565 | 2562.5703 | 18148.8633 | 17457.2676 | 11749.376 | 4562.7334 | 4523.5098 | 4465.1304 | 1981 | 4562.7334 | 4523.5113 | 4465.1304 | 6680.0039 | 6680.0065 | 4265.2603 | 20938.1133 | 19490.1976 | 13452.066 | 53.7% | 57.48% | 64.9% | 1981 | 0 | 6.08 | 0 | 6.08 | 171.5068 | 118.9218 | 101.3186 | 391.7472 | 81 | D | 72.14% | 79.54% | 0 | 22 | AN | 77.74% | 48.9676 | 64 | D | 86.41%
| 1982 | 4600 | 4571.209 | 4490.2837 | 6680 | 6680 | 6680 | 23685.1758 | 19502.3945 | 30874.4414 | 4600 | 4571.209 | 4490.2837 | 1982 | 4600 | 4571.209 | 4490.2837 | 6680 | 6680 | 6680 | 23685.1758 | 19502.3945 | 30874.4414 | 47.62% | 57.69% | 36.18% | 1982 | 0 | 0 | 0 | 0 | 0 | 0 | 0 | 0 | 82 | W | 100% | 100% | 0 | 23 | BN | 71.66% | 45.5977 | 50 | BN | 88.63%
| 1983 | 4600 | 4571.209 | 4490.2837 | 5289.7861 | 6680 | 6032.0908 | 49595.7773 | 31796.7324 | 35946.6562 | 4600 | 4571.209 | 4490.2837 | 1983 | 4600 | 4571.209 | 4490.2837 | 6680.0061 | 6680 | 6680.0008 | 50985.9973 | 31796.7324 | 36594.5663 | 22.12% | 35.38% | 30.52% | 1983 | 0 | 0 | 0 | 0 | 85.4825 | 0 | 38.5539 | 124.0364 | 83 | W | 100% | 100% | 0 | 38 | W | 100% | 42.475 | 00 | AN | 100%
| 1984 | 3436.4678 | 4511.123 | 4458.5986 | 6120.7612 | 5393.1221 | 5159.3179 | 26413.5391 | 16999.25 | 14796.7959 | 4546.4131 | 4511.123 | 4458.5986 | 1984 | 4546.4178 | 4511.123 | 4458.5986 | 6680.0012 | 6680.0021 | 5159.3179 | 28082.7291 | 18286.13 | 14796.7959 | 39.98% | 61.2% | 65% | 1984 | 68.2492 | 0 | 0 | 68.2492 | 34.3868 | 79.1283 | 0 | 113.5151 | 84 | W | 64.9% | 93.1% | 0 | 41 | W | 79.62% | 24.6873 | 02 | D | 90.47%
| 1985 | 4530.2563 | 3767.6006 | 4444.2554 | 6680 | 4679.3979 | 4664.9019 | 20729.6973 | 15971.2607 | 14014.0889 | 4530.2563 | 4498.8608 | 4444.2554 | 1985 | 4530.2563 | 4498.8656 | 4444.2554 | 6680 | 6680.0029 | 4664.9019 | 20729.6973 | 18703.1307 | 14014.0889 | 54.08% | 59.77% | 65% | 1985 | 0 | 44.9644 | 0 | 44.9644 | 0 | 123.0142 | 0 | 123.0142 | 85 | D | 57.74% | 100% | 0 | 42 | W | 74.65% | 14.4514 | 52 | W | 100%
| 1986 | 4557.7183 | 4519.7031 | 4463.123 | 6383.4561 | 2050.4634 | 6680 | 24365.6914 | 13785.2578 | 17758.2188 | 4557.7183 | 4519.7031 | 4463.123 | 1986 | 4557.7183 | 4519.7031 | 4463.123 | 6680.0061 | 6680.0034 | 6680 | 24662.2414 | 18414.7978 | 17758.2188 | 45.57% | 60.82% | 62.75% | 1986 | 0 | 0 | 0 | 0 | 18.2344 | 284.6635 | 0 | 302.8979 | 86 | W | 69.92% | 82.7% | 0 | 45 | BN | 70.44% | 12.7072 | 46 | BN | 100%
| 1987 | 4368.6792 | 1298.2271 | 3252.9421 | 4932.5122 | 4131.6924 | 2507.5869 | 18820.5605 | 11975.3975 | 10830.25 | 4501.8184 | 4477.2769 | 4395.001 | 1987 | 4501.8192 | 4477.2771 | 4395.0021 | 6680.0022 | 6680.0024 | 4978.9269 | 20701.1905 | 17702.7575 | 14443.65 | 54.02% | 63.03% | 64.9% | 1987 | 8.1866 | 195.475 | 67.9583 | 271.6199 | 107.4505 | 156.6918 | 147.0571 | 411.1994 | 87 | D | 45.14% | 69.06% | 0 | 46 | BN | 61.82% | 6.4357 | 71 | W | 100%
| 1988 | 3023.2578 | 2772.5393 | 3095.3384 | 300 | 889.1495 | 1812.4672 | 12384.3945 | 10262.4482 | 10018.3135 | 4433.998 | 4378.4512 | 4282.2642 | 1988 | 4434.0028 | 4378.4543 | 4282.2684 | 6680.005 | 6680.0045 | 5167.0772 | 20175.1445 | 17659.2182 | 14559.8535 | 55.09% | 62.62% | 64.9% | 1988 | 86.7446 | 98.7453 | 70.6283 | 256.1182 | 392.2969 | 356.071 | 199.6161 | 947.984 | 88 | C | 16.28% | 27.09% | 0 | 52 | W | 100% | 0.00061489 | 45 | BN | 100%
| 1989 | 4497.1602 | 3705.0452 | 3423.0479 | 6680 | 6680 | 6135.2783 | 21419.3535 | 19125.7402 | 14705.1182 | 4497.1606 | 4473.7417 | 4386.9336 | 1989 | 4497.1702 | 4473.7452 | 3423.0479 | 6680 | 6680 | 6135.2783 | 21419.3635 | 19894.4402 | 14705.1182 | 52.18% | 56.06% | 65% | 1989 | 0.00061489 | 47.2662 | 0 | 47.2668 | 0 | 0 | 0 | 0 | 89 | D | 43.07% | 89.3% | 0 | 53 | W | 67.26% | 0.00061489 | 74 | W | 100%
| 1990 | 2172.5076 | 1112.2284 | 1299.579 | 300 | 387.7716 | 3060.7014 | 11539.8467 | 9378.3848 | 9417.543 | 4356.8555 | 4321.353 | 4254.5146 | 1990 | 4356.8576 | 4321.3534 | 3794.889 | 6680 | 6680.0066 | 5556.0114 | 20104.1967 | 18879.7448 | 14408.163 | 54.9% | 58.27% | 64.9% | 1990 | 134.3124 | 197.3243 | 148.4834 | 480.1201 | 392.2966 | 386.9001 | 148.4834 | 927.6801 | 90 | C | 9.178% | 20.09% | 0 | 56 | W | 69.2% | 0 | 23 | BN | 99.61%
| 1991 | 3214.7029 | 1006.6057 | 2819.9446 | 300 | 493.3947 | 2236.4468 | 12522.54 | 9340.1621 | 10244.2061 | 4465.2188 | 4449.499 | 4331.6118 | 1991 | 4465.2229 | 4449.5007 | 4331.6146 | 6680 | 6680.0097 | 5260.6768 | 20153.06 | 18969.6721 | 14780.1061 | 55.3% | 58.67% | 64.9% | 1991 | 76.8926 | 211.6984 | 89.9519 | 378.543 | 392.2966 | 380.4057 | 179.9568 | 952.6591 | 91 | C | 28.91% | 30.66% | 0 | 58 | W | 100% | 0 | 35 | BN | 100%
| 1992 | 1474.1689 | 2088.8096 | 1793.8223 | 300 | 2987.3291 | 1853.385 | 10312.625 | 11497.9561 | 9095.0576 | 4515.5947 | 4487.7329 | 4418.8618 | 1992 | 4515.5989 | 4487.7346 | 4418.8623 | 6680 | 6680.0041 | 5654.235 | 19734.055 | 17589.5561 | 15520.9476 | 56.73% | 63.49% | 64.9% | 1992 | 187.013 | 147.5063 | 156.203 | 490.7223 | 392.2966 | 227.057 | 226.1696 | 845.5233 | 92 | C | 51.24% | 35.22% | 0 | 67 | W | 100% | 0 | 36 | BN | 100%
| 1993 | 4534.4014 | 4356.0503 | 4451.4336 | 6680 | 5388.9302 | 6680 | 23743.0469 | 16914.3457 | 17841.1699 | 4534.4014 | 4502.0063 | 4451.4336 | 1993 | 4534.4014 | 4502.0103 | 4451.4336 | 6680 | 6680.0002 | 6680 | 23743.0469 | 18351.3757 | 17841.1699 | 47.23% | 60.93% | 62.39% | 1993 | 0 | 8.9749 | 0 | 8.9749 | 0 | 79.386 | 0 | 79.386 | 93 | AN | 59.58% | 100% | 0 | 69 | W | 100% | 0 | 38 | W | 100%
| 1994 | 4561.1572 | 4514.8828 | 2454.7781 | 6680 | 6680 | 3381.177 | 20189.873 | 21432.0332 | 10912.1318 | 4561.1572 | 4522.3135 | 4464.4995 | 1994 | 4561.1572 | 4522.3228 | 4229.7331 | 6680 | 6680 | 5156.132 | 20189.873 | 21439.4732 | 14462.0418 | 55.68% | 52.25% | 64.9% | 1994 | 0 | 0.45747 | 105.6187 | 106.0762 | 0 | 0 | 105.6187 | 105.6187 | 94 | C | 71.44% | 78.39% | 0 | 74 | W | 79.62% | 0 | 42 | W | 100%
| 1995 | 4600 | 4571.209 | 4490.2837 | 6680 | 6680 | 6680 | 39201.1719 | 22532.5312 | 26732.8027 | 4600 | 4571.209 | 4490.2837 | 1995 | 4600 | 4571.209 | 4490.2837 | 6680 | 6680 | 6680 | 39201.1719 | 22532.5312 | 26732.8027 | 28.77% | 49.93% | 41.78% | 1995 | 0 | 0 | 0 | 0 | 0 | 0 | 0 | 0 | 95 | W | 100% | 100% | 0 | 75 | W | 62.29% | 0 | 48 | BN | 81.57%
| 1996 | 4208.0957 | 4533.7637 | 4470.5376 | 5839.8716 | 4373.7603 | 6680 | 25966.0996 | 16312.3975 | 21857.873 | 4576.2441 | 4533.7637 | 4470.5376 | 1996 | 4576.2457 | 4533.7637 | 4470.5376 | 6680.0016 | 6680.0003 | 6680 | 27174.3796 | 18618.6375 | 21857.873 | 41.42% | 60.23% | 51.01% | 1996 | 22.637 | 0 | 0 | 22.637 | 51.6583 | 141.8072 | 0 | 193.4656 | 96 | W | 78.13% | 85.51% | 0 | 78 | AN | 97.69% | 0 | 58 | W | 100%
| 1997 | 2434.3459 | 4507.5664 | 4456.7227 | 3169.9417 | 3441.8071 | 4498.3081 | 20645.123 | 14938.3174 | 13840.9482 | 4541.7266 | 4507.5664 | 4456.7231 | 1997 | 4541.7309 | 4507.5664 | 4456.7277 | 6680.0067 | 6680.0071 | 4577.3531 | 26262.573 | 18176.5174 | 13919.9982 | 42.73% | 61.55% | 64.9% | 1997 | 129.5799 | 0 | 0.00029753 | 129.5802 | 215.8286 | 199.1121 | 4.7036 | 419.6443 | 97 | W | 62.83% | 68.64% | 0 | 80 | AN | 83.39% | 0 | 62 | BN | 94.73%
| 1998 | 4600 | 4571.209 | 4490.2837 | 6680 | 6680 | 6680 | 43890.5586 | 25011.3809 | 32898.4062 | 4600 | 4571.209 | 4490.2837 | 1998 | 4600 | 4571.209 | 4490.2837 | 6680 | 6680 | 6680 | 43890.5586 | 25011.3809 | 32898.4062 | 25.7% | 44.98% | 33.95% | 1998 | 0 | 0 | 0 | 0 | 0 | 0 | 0 | 0 | 98 | W | 100% | 100% | 0 | 82 | W | 100% | 0 | 67 | W | 100%
| 1999 | 4551.9619 | 4515.334 | 4460.8193 | 6502.7461 | 4341.1943 | 6680 | 26788.9414 | 15856.3252 | 20099.2324 | 4551.9619 | 4515.334 | 4460.8193 | 1999 | 4551.9619 | 4515.334 | 4460.8193 | 6680.0061 | 6680.0043 | 6680 | 26966.2014 | 18195.1352 | 20099.2324 | 41.65% | 61.53% | 55.43% | 1999 | 0 | 0 | 0 | 0 | 10.8995 | 143.8099 | 0 | 154.7094 | 99 | W | 67.36% | 88.7% | 0 | 83 | W | 100% | 0 | 75 | W | 100%
| 2000 | 2036.8816 | 4519.3408 | 4462.9321 | 5989.2241 | 6680 | 4409.7246 | 23538.498 | 18412.6758 | 13650.2422 | 4557.2412 | 4519.3408 | 4462.9321 | 2000 | 4557.2416 | 4519.3408 | 4462.9321 | 6680.0041 | 6680 | 4409.7246 | 26749.638 | 18412.6758 | 13650.2422 | 42.01% | 60.82% | 65% | 2000 | 154.9732 | 0 | 0 | 154.9732 | 42.475 | 0 | 0 | 42.475 | 00 | AN | 69.7% | 100% | 0 | 86 | W | 69.92% | 0 | 82 | W | 100%
| 2001 | 4442.6294 | 2668.1187 | 1944.5359 | 370.7041 | 1761.8759 | 3226.4873 | 13942.0586 | 11245.4893 | 9927.6533 | 4498.0684 | 4474.4307 | 4388.5059 | 2001 | 4498.0694 | 4474.4337 | 3756.5359 | 6680.0041 | 6680.0009 | 5038.4873 | 20306.7986 | 17969.9293 | 13551.6533 | 55.05% | 62.07% | 64.9% | 2001 | 3.4089 | 111.0676 | 107.8231 | 222.2996 | 387.9494 | 302.4081 | 107.8231 | 798.1806 | 01 | D | 43.47% | 42.82% | 0 | 95 | W | 100% | 0 | 89 | D | 89.3%
| 2002 | 4536.8965 | 3924.2461 | 4428.1045 | 6680 | 6278.5059 | 5783.2539 | 22144.0801 | 18552.248 | 15709.7832 | 4536.8965 | 4503.8999 | 4454.7896 | 2002 | 4536.8965 | 4503.9011 | 4428.1045 | 6680 | 6680.0009 | 5783.2539 | 22144.0801 | 19533.398 | 15709.7832 | 50.65% | 57.26% | 65% | 2002 | 0 | 35.6421 | 0 | 35.6421 | 0 | 24.6873 | 0 | 24.6873 | 02 | D | 60.69% | 90.47% | 0 | 98 | W | 100% | 0 | 95 | W | 100%
| 2003 | 820.1422 | 4505.4619 | 4455.6133 | 5756.4248 | 6680 | 6680 | 23928.9863 | 17880.0078 | 17131.7129 | 4538.9541 | 4505.4619 | 4455.6133 | 2003 | 4538.9622 | 4505.4619 | 4455.6133 | 6680.0048 | 6680 | 6680 | 28571.3863 | 17880.0078 | 17131.7129 | 39.27% | 62.56% | 65% | 2003 | 228.6647 | 0 | 0 | 228.6647 | 56.7895 | 0 | 0 | 56.7895 | 03 | AN | 61.6% | 100% | 0 | 99 | W | 67.36% | 0 | 98 | W | 100%
|  | 7 | 8 | 9 | 7 | 8 | 9 | 7 | 8 | 9 | 7 | 8 | 9 |  | 4531.4711 | 4497.9921 | 4320.0714 | 6680.0027 | 6680.003 | 5552.3046 | 24454.4052 | 18689.5314 | 17032.4881
|  | 31 | 31 | 30 | 31 | 31 | 30 | 31 | 31 | 30 | 31 | 31 | 30

## Data
| CALSIM | CALSIM | CALSIM | CALSIM | CALSIM | CALSIM
| D418 | D419 | Inflow | maxtracycalcDV | perdv_swp_mwd1 | perdv_cvpag_s
| Flow-Delivery | Flow-Delivery | inflow-delta | alias | percent-delivery | percent-delivery
| 1MON | 1MON | 1MON | 1MON | 1MON | 1MON
| 2005A01A | 2005A01A | 2005A01A | 2005A01A | 2005A01A | 2005A01A
| 1921-10-31 | 1921-10-31 | 1921-10-31 | 1921-10-31 | 1921-10-31 | 1921-10-31
| 2400 | 2400 | 2400 | 2400 | 2400 | 2400
| 2003-09-30 | 2003-09-30 | 2003-09-30 | 2003-09-30 | 2003-09-30 | 2003-09-30
| 2400 | 2400 | 2400 | 2400 | 2400 | 2400
| CFS | CFS | CFS | CFS | NONE | NONE
Index | PER-AVER | PER-AVER | PER-AVER | PER-AVER | PER-AVER | PER-AVER
1921-10-31 | 4388.5894 | 4252.9375 | 13850.7617 | 4388.5894 | 0.49223 | 1
1921-11-30 | 4264.2095 | 3391.0698 | 12929.8916 | 4264.2095 | 0.49223 | 1
1921-12-31 | 4226.5791 | 7187.1602 | 21835.1172 | 4226.5791 | 0.49223 | 1
1922-01-31 | 4231.4395 | 6647.0361 | 16736.1172 | 4231.4395 | 0.46474 | 1
1922-02-28 | 4253.5342 | 8500 | 47733.0117 | 4253.5342 | 0.60904 | 1
1922-03-31 | 3994.4214 | 7240.6318 | 36963.1758 | 4286.417 | 1 | 0.67594
1922-04-30 | 2076.8887 | 5193.666 | 33675.4062 | 4463.438 | 1 | 0.68631
1922-05-31 | 1897.205 | 5478.1948 | 59281.6016 | 4503.4736 | 1 | 0.77741
1922-06-30 | 3000 | 6680 | 51257.3867 | 4527.4072 | 1 | 0.77741
1922-07-31 | 4575.3701 | 6680 | 23815.7363 | 4575.3701 | 1 | 0.77741
1922-08-31 | 4533.1006 | 3738.386 | 15016.376 | 4533.1006 | 1 | 0.77741
1922-09-30 | 4470.188 | 5920.771 | 15986.0918 | 4470.188 | 1 | 0.77741
1922-10-31 | 4349.1567 | 4381.0938 | 13812.6094 | 4349.1567 | 1 | 0.77741
1922-11-30 | 4251.7856 | 6680 | 17572.2285 | 4251.7856 | 1 | 0.77741
1922-12-31 | 4222.5742 | 7418.6094 | 45285.2148 | 4222.5742 | 1 | 0.77741
1923-01-31 | 4226.9102 | 5234.7988 | 33211.8477 | 4226.9102 | 1 | 0.77741
1923-02-28 | 3218.428 | 1563.5142 | 21741.9297 | 4245.668 | 1 | 0.77741
1923-03-31 | 3388.0576 | 3388.0576 | 19360.3301 | 4281.0605 | 1 | 0.62392
1923-04-30 | 2546.6667 | 4935.9497 | 32856.9258 | 4456.0679 | 0.9741 | 0.60657
1923-05-31 | 1911.2903 | 3582.8223 | 23467.3301 | 4495.3843 | 0.99609 | 0.71664
1923-06-30 | 3000 | 3239.3367 | 17826.6758 | 4517.4468 | 0.99609 | 0.71664
1923-07-31 | 4561.6597 | 6680 | 24189.4121 | 4561.6597 | 0.99609 | 0.71664
1923-08-31 | 4522.6948 | 6680 | 17998.002 | 4522.6948 | 0.99609 | 0.71664
1923-09-30 | 4464.7007 | 5731.4658 | 15686.4102 | 4464.7007 | 0.99609 | 0.71664
1923-10-31 | 4338.3896 | 5479.4844 | 15104.4219 | 4338.3896 | 0.99609 | 0.71664
1923-11-30 | 4248.3936 | 3540.8118 | 13278.085 | 4248.3936 | 0.99609 | 0.71664
1923-12-31 | 3899.1089 | 2806.1082 | 12803.7129 | 4221.4805 | 0.99609 | 0.71664
1924-01-31 | 4225.6738 | 4497.5576 | 13829.9707 | 4225.6738 | 0.078751 | 0.71664
1924-02-29 | 4242.0195 | 3861.5725 | 18786.1836 | 4242.0195 | 0.11998 | 0.71664
1924-03-31 | 800 | 300 | 10789.3408 | 4229.542 | 0.18804 | 0.12366
1924-04-30 | 984.3768 | 300 | 10292.3955 | 4277.2563 | 0.20097 | 0.12366
1924-05-31 | 959.7584 | 300 | 8286.6406 | 4311.7046 | 0.21004 | 0.12366
1924-06-30 | 621.2666 | 300 | 9913.5098 | 4348.1187 | 0.21004 | 0.12366
1924-07-31 | 600 | 1898.4045 | 10672.4375 | 4391.4727 | 0.21004 | 0.12366
1924-08-31 | 600 | 4352.5879 | 11744.71 | 4346.9756 | 0.21004 | 0.12366
1924-09-30 | 2046.7463 | 2570.1348 | 9459.9854 | 4266.9668 | 0.21004 | 0.12366
1924-10-31 | 2966.8826 | 1745.4039 | 9385.8662 | 4233.3398 | 0.21004 | 0.12366
1924-11-30 | 1638.6361 | 3369.1147 | 9406.6045 | 4215.2964 | 0.21004 | 0.12366
1924-12-31 | 4210.8115 | 4771.4165 | 16587.1504 | 4210.8115 | 0.21004 | 0.12366
1925-01-31 | 4213.6074 | 3833.459 | 13523.9512 | 4213.6074 | 0.073404 | 0.12366
1925-02-28 | 4222.5649 | 2824.0952 | 74838.5938 | 4222.5649 | 0.086283 | 0.12366
1925-03-31 | 4011.2698 | 3498.2642 | 21455.8125 | 4257.1616 | 0.2821 | 0.39185
1925-04-30 | 2946.6667 | 3520.1689 | 31495 | 4420.1602 | 0.34454 | 0.4513
1925-05-31 | 2169.1377 | 3472.7046 | 20684.0977 | 4488.5654 | 0.37989 | 0.66541
1925-06-30 | 3000 | 300 | 13853.8115 | 4509.0508 | 0.37989 | 0.66541
1925-07-31 | 4550.103 | 300 | 14283.625 | 4550.103 | 0.37989 | 0.66541
1925-08-31 | 3011.6172 | 300 | 9866.5029 | 4513.9238 | 0.37989 | 0.66541
1925-09-30 | 4460.0752 | 4165.0063 | 13269.3564 | 4460.0752 | 0.37989 | 0.66541
1925-10-31 | 4170.1523 | 4196.3638 | 13726.3096 | 4329.314 | 0.37989 | 0.66541
1925-11-30 | 4245.5332 | 2963.9363 | 12675.1455 | 4245.5342 | 0.37989 | 0.66541
1925-12-31 | 4220.5586 | 3431.1433 | 13742.3105 | 4220.5586 | 0.37989 | 0.66541
1926-01-31 | 4224.6313 | 7182.0244 | 18511.1719 | 4224.6313 | 0.20508 | 0.66541
1926-02-28 | 4241.71 | 5720.5596 | 49601.9883 | 4241.71 | 0.45782 | 0.66541
1926-03-31 | 2940.6919 | 310.75 | 16641.5508 | 4245.3042 | 0.69697 | 0.27671
1926-04-30 | 2450.7751 | 4137.4619 | 30304.3047 | 4344.0117 | 0.53551 | 0.27671
1926-05-31 | 1778.561 | 2277.8167 | 16577.1035 | 4409.002 | 0.75226 | 0.27671
1926-06-30 | 1671.0166 | 4733.8794 | 18299.7031 | 4445.3491 | 0.75226 | 0.27671
1926-07-31 | 3350.5796 | 5163.4565 | 18851.5 | 4462.4209 | 0.75226 | 0.27671
1926-08-31 | 1191.8884 | 4204.3677 | 11879.6758 | 4447.3755 | 0.75226 | 0.27671
1926-09-30 | 3120.0212 | 4354.2524 | 12376.7676 | 4326.7651 | 0.75226 | 0.27671
1926-10-31 | 3278.5662 | 4161.127 | 12630.416 | 4260.4541 | 0.75226 | 0.27671
1926-11-30 | 4223.8389 | 6680 | 26099.7559 | 4223.8389 | 0.75226 | 0.27671
1926-12-31 | 4213.5654 | 7056.6187 | 25533.6289 | 4213.5654 | 0.75226 | 0.27671
1927-01-31 | 4216.7222 | 7347.7607 | 32319.0645 | 4216.7222 | 0.39445 | 0.27671
1927-02-28 | 4227.9736 | 7974.7549 | 140186.125 | 4227.9736 | 0.75541 | 0.27671
1927-03-31 | 4276.4141 | 5781.9814 | 50355.8398 | 4276.4141 | 1 | 0.5788
1927-04-30 | 2546.6667 | 4686.9917 | 53888.2656 | 4455.6548 | 1 | 0.6021
1927-05-31 | 1911.2903 | 4632.5088 | 31239.4707 | 4487.1074 | 1 | 0.65445
1927-06-30 | 3000 | 4721.1436 | 22060.4102 | 4507.2554 | 1 | 0.65445
1927-07-31 | 3666.5249 | 6384.5864 | 26730.0098 | 4547.6318 | 1 | 0.65445
1927-08-31 | 4512.0479 | 5614.6904 | 17076.7344 | 4512.0479 | 1 | 0.65445
1927-09-30 | 4459.0864 | 5461.7114 | 15262.7666 | 4459.0864 | 1 | 0.65445
1927-10-31 | 4327.373 | 5191.2529 | 14644.041 | 4327.373 | 1 | 0.65445
1927-11-30 | 4244.9224 | 6680 | 23657.5586 | 4244.9224 | 1 | 0.65445
1927-12-31 | 4220.3618 | 7117.811 | 21611.25 | 4220.3618 | 1 | 0.65445
1928-01-31 | 4224.4082 | 7497.2266 | 24381.8301 | 4224.4082 | 0.75288 | 0.65445
1928-02-29 | 4239.8975 | 5859.7573 | 30004.4238 | 4239.8975 | 0.88264 | 0.65445
1928-03-31 | 4273.5938 | 5180.5508 | 106255.9297 | 4273.5938 | 0.742 | 0.55141
1928-04-30 | 2946.6667 | 4337.4077 | 33039.9844 | 4456.4839 | 0.77813 | 0.61108
1928-05-31 | 1695.4065 | 755.0339 | 15251.8223 | 4498.0713 | 0.77813 | 0.73682
1928-06-30 | 3000 | 5447.9302 | 24136.9434 | 4520.7554 | 0.77813 | 0.73682
1928-07-31 | 2981.2026 | 4236.0889 | 21956.1328 | 4566.2139 | 0.77813 | 0.73682
1928-08-31 | 4526.1514 | 3762.2822 | 15457.7988 | 4526.1514 | 0.77813 | 0.73682
1928-09-30 | 4466.5234 | 4472.1519 | 13760.4678 | 4466.5234 | 0.77813 | 0.73682
1928-10-31 | 4341.9663 | 4773.1865 | 14471.1455 | 4341.9663 | 0.77813 | 0.73682
1928-11-30 | 4249.5186 | 5888.3359 | 15596.7002 | 4249.5205 | 0.77813 | 0.73682
1928-12-31 | 4221.8438 | 4774.0278 | 16173.3037 | 4221.8438 | 0.77813 | 0.73682
1929-01-31 | 4226.0845 | 4657.4126 | 13666.9189 | 4226.0845 | 0.13135 | 0.73682
1929-02-28 | 4244.2334 | 3935.4795 | 18177.1406 | 4244.2334 | 0.18175 | 0.73682
1929-03-31 | 1389.1471 | 2482.9136 | 13747.5615 | 4229.2437 | 0.22145 | 0.12076
1929-04-30 | 800 | 1590.3887 | 11341.5615 | 4275.9927 | 0.2836 | 0.12076
1929-05-31 | 800 | 300 | 11025.2197 | 4309.8633 | 0.32577 | 0.12076
1929-06-30 | 1360.3446 | 300 | 12446.3057 | 4345.8574 | 0.32577 | 0.12076
1929-07-31 | 2596.7681 | 300 | 11354.3447 | 4388.3262 | 0.32577 | 0.12076
1929-08-31 | 924.041 | 575.9589 | 8594.8975 | 4344.6465 | 0.32577 | 0.12076
1929-09-30 | 3018.1206 | 3700.1072 | 11630.4307 | 4265.835 | 0.32577 | 0.12076
1929-10-31 | 2484.4905 | 2919.8726 | 10859.0742 | 4232.8267 | 0.32577 | 0.12076
1929-11-30 | 2770.3289 | 2389.748 | 9755.1006 | 4215.1348 | 0.32577 | 0.12076
1929-12-31 | 4210.7593 | 6986.6372 | 22304.7637 | 4210.7593 | 0.32577 | 0.12076
1930-01-31 | 4213.5488 | 7227.5137 | 21635.8555 | 4213.5488 | 0.18097 | 0.12076
1930-02-28 | 4222.4619 | 4278.585 | 22975.8027 | 4222.4624 | 0.47025 | 0.12076
1930-03-31 | 4245.417 | 4140.3506 | 35696.4414 | 4245.417 | 0.45528 | 0.27781
1930-04-30 | 1700.8802 | 1895.1389 | 15929.1465 | 4370.4966 | 0.55702 | 0.33744
1930-05-31 | 1380.7174 | 1816.5521 | 14105.917 | 4444.9126 | 0.55702 | 0.33744
1930-06-30 | 2208.1438 | 2267.8411 | 15805.707 | 4455.3008 | 0.55702 | 0.33744
1930-07-31 | 3820.6816 | 2635.1914 | 15712.9023 | 4476.1191 | 0.55702 | 0.33744
1930-08-31 | 1019.4037 | 3278.2744 | 10985.417 | 4457.772 | 0.55702 | 0.33744
1930-09-30 | 3593.6057 | 3918.1121 | 12055.7305 | 4350.4902 | 0.55702 | 0.33744
1930-10-31 | 2961.6279 | 2399.6841 | 11092.1123 | 4271.2119 | 0.55702 | 0.33744
1930-11-30 | 3791.1184 | 2965.4312 | 12231.8086 | 4227.2285 | 0.55702 | 0.33744
1930-12-31 | 3438.6975 | 3684.8711 | 12721.8945 | 4214.6577 | 0.55702 | 0.33744
1931-01-31 | 4217.9575 | 4419.9995 | 15672.582 | 4217.9575 | 0.081043 | 0.33744
1931-02-28 | 3413.2112 | 1438.6619 | 14399.4473 | 4230.1196 | 0.16362 | 0.33744
1931-03-31 | 1590.4257 | 665.0438 | 10715.54 | 4235.6616 | 0.1565 | 0.18308
1931-04-30 | 800 | 300 | 10911.0586 | 4303.1748 | 0.20082 | 0.18308
1931-05-31 | 800 | 363.5684 | 7878.771 | 4349.4814 | 0.20266 | 0.18308
1931-06-30 | 800 | 300 | 9932.3184 | 4394.4976 | 0.20266 | 0.18308
1931-07-31 | 800 | 699.9995 | 10728.1748 | 4441.2998 | 0.20266 | 0.18308
1931-08-31 | 600 | 4239.3662 | 11702.7969 | 4394.748 | 0.20266 | 0.18308
1931-09-30 | 1409.0615 | 3202.7681 | 9500.2256 | 4290.1841 | 0.20266 | 0.18308
1931-10-31 | 1301.579 | 3006.6348 | 9788.7852 | 4243.8672 | 0.20266 | 0.18308
1931-11-30 | 2897.3933 | 1694.2719 | 8949.4248 | 4218.6133 | 0.20266 | 0.18308
1931-12-31 | 4211.8809 | 7172.853 | 22285.6504 | 4211.8809 | 0.20266 | 0.18308
1932-01-31 | 4214.8169 | 3106.5076 | 17997.5645 | 4214.8169 | 0.27861 | 0.18308
1932-02-29 | 4223.8145 | 4005.207 | 22885.8809 | 4223.8145 | 0.411 | 0.18308
1932-03-31 | 1443.6471 | 3466.3647 | 16167.7441 | 4253.7188 | 0.34478 | 0.35842
1932-04-30 | 1598.0847 | 300 | 14670.4248 | 4379.6489 | 0.32266 | 0.35842
1932-05-31 | 800 | 2776.2368 | 18185.4766 | 4447.7056 | 0.34903 | 0.35842
1932-06-30 | 2475 | 300 | 16439.627 | 4458.7397 | 0.34903 | 0.35842
1932-07-31 | 800 | 300 | 10946.5068 | 4480.8525 | 0.34903 | 0.35842
1932-08-31 | 4461.3647 | 300 | 11421.2656 | 4461.3647 | 0.34903 | 0.35842
1932-09-30 | 4358.689 | 5109.0078 | 14565.6885 | 4358.689 | 0.34903 | 0.35842
1932-10-31 | 2886.5679 | 2775.3896 | 11736.9268 | 4274.9292 | 0.34903 | 0.35842
1932-11-30 | 3388.8076 | 1902.4891 | 10882.6611 | 4228.3994 | 0.34903 | 0.35842
1932-12-31 | 4006.832 | 2165.0818 | 11616.7998 | 4215.0352 | 0.34903 | 0.35842
1933-01-31 | 4218.3848 | 4335.3076 | 13388.7344 | 4218.3848 | 0.18145 | 0.35842
1933-02-28 | 3180.3801 | 2129.8718 | 13860.4238 | 4230.8613 | 0.34371 | 0.35842
1933-03-31 | 800 | 4709.2124 | 15740.6074 | 4229.584 | 0.29859 | 0.12406
1933-04-30 | 800 | 1767.5208 | 13380.4395 | 4289.252 | 0.36846 | 0.15116
1933-05-31 | 800 | 1742.0359 | 11962.4209 | 4329.1885 | 0.37359 | 0.15116
1933-06-30 | 800 | 300 | 12667.4961 | 4369.5835 | 0.37359 | 0.15116
1933-07-31 | 800 | 300 | 10170.8574 | 4421.3447 | 0.37359 | 0.15116
1933-08-31 | 800 | 699.9997 | 8623.2188 | 4369.0854 | 0.37359 | 0.15116
1933-09-30 | 1147.5355 | 3622.1309 | 9691.7568 | 4277.7124 | 0.37359 | 0.15116
1933-10-31 | 2590.9863 | 2213.5974 | 9916.6035 | 4238.2119 | 0.37359 | 0.15116
1933-11-30 | 2632.2742 | 2819.6108 | 10043.4404 | 4216.8315 | 0.37359 | 0.15116
1933-12-31 | 4211.3062 | 4996.7788 | 18474.8047 | 4211.3062 | 0.37359 | 0.15116
1934-01-31 | 4214.1675 | 7282.9116 | 19274.7285 | 4214.1675 | 0.25761 | 0.15116
1934-02-28 | 2577.8442 | 3867.9465 | 17904.9727 | 4223.5366 | 0.34271 | 0.15116
1934-03-31 | 800 | 869.1917 | 14382.2783 | 4241.7847 | 0.35761 | 0.24254
1934-04-30 | 800 | 300 | 12319.6338 | 4329.1064 | 0.38715 | 0.24254
1934-05-31 | 800 | 300 | 11117.9043 | 4387.2778 | 0.38715 | 0.24254
1934-06-30 | 800 | 300 | 12306.8154 | 4439.7485 | 0.38715 | 0.24254
1934-07-31 | 800 | 300 | 9812.4883 | 4454.7119 | 0.38715 | 0.24254
1934-08-31 | 1384.6853 | 2504.8564 | 10450.0459 | 4441.5244 | 0.38715 | 0.24254
1934-09-30 | 1595.3882 | 2961.3015 | 9478.6299 | 4313.4136 | 0.38715 | 0.24254
1934-10-31 | 1811.9613 | 2046.3059 | 9620.7773 | 4254.3999 | 0.38715 | 0.24254
1934-11-30 | 3539.1956 | 4729.7012 | 12721.3799 | 4221.9316 | 0.38715 | 0.24254
1934-12-31 | 4191.7695 | 3033.4895 | 16063.0898 | 4212.9502 | 0.38715 | 0.24254
1935-01-31 | 4216.0269 | 7503.1465 | 31253.4688 | 4216.0269 | 0.044648 | 0.24254
1935-02-28 | 3432.5417 | 2646.7578 | 17369.4277 | 4226.7661 | 0.32734 | 0.24254
1935-03-31 | 4218.8179 | 3776.79 | 30453.2012 | 4218.8179 | 0.36199 | 0.019523
1935-04-30 | 2546.6667 | 4803.3906 | 58961.5039 | 4312.3086 | 0.67377 | 0.20402
1935-05-31 | 800 | 3611.0059 | 25988.1836 | 4459.2573 | 1 | 0.44521
1935-06-30 | 2475 | 2129.2693 | 17545.8086 | 4472.9634 | 1 | 0.44521
1935-07-31 | 4471.3745 | 6680 | 25314.9648 | 4500.4307 | 1 | 0.44521
1935-08-31 | 2541.3359 | 6680 | 16495.0352 | 4476.2241 | 1 | 0.44521
1935-09-30 | 4392.5977 | 6680 | 17034.7676 | 4392.5977 | 1 | 0.44521
1935-10-31 | 4290.3047 | 4954.9512 | 14454.3447 | 4290.3047 | 1 | 0.44521
1935-11-30 | 4164.4199 | 3141.8926 | 12804.958 | 4233.2437 | 1 | 0.44521
1935-12-31 | 4173.2529 | 3672.2244 | 14571.9102 | 4216.5967 | 1 | 0.44521
1936-01-31 | 4220.1509 | 7392.4048 | 43747.7773 | 4220.1509 | 0.04054 | 0.44521
1936-02-29 | 4147.8003 | 8437.2412 | 85565.6094 | 4232.7583 | 0.31915 | 0.44521
1936-03-31 | 2590.261 | 7560.645 | 42662.0117 | 4288.6426 | 1 | 0.69754
1936-04-30 | 2054.2517 | 5048.9404 | 30540.2637 | 4462.1064 | 1 | 0.6719
1936-05-31 | 1500 | 3507.4109 | 22071.4414 | 4492.8428 | 1 | 0.69754
1936-06-30 | 2650 | 3601.8955 | 19185.8945 | 4514.3174 | 1 | 0.69754
1936-07-31 | 4557.3525 | 6680 | 25147.9863 | 4557.3525 | 1 | 0.69754
1936-08-31 | 3952.4045 | 6680 | 18010.1895 | 4519.4258 | 1 | 0.69754
1936-09-30 | 4462.9766 | 6086.8789 | 16230.5479 | 4462.9766 | 1 | 0.69754
1936-10-31 | 4335.0068 | 4675.3179 | 14444.707 | 4335.0068 | 1 | 0.69754
1936-11-30 | 4247.3276 | 2950.9624 | 12779.8945 | 4247.3276 | 1 | 0.69754
1936-12-31 | 4221.1367 | 3656.731 | 14098.0801 | 4221.1372 | 1 | 0.69754
1937-01-31 | 4225.2852 | 6239.9023 | 16100.2891 | 4225.2852 | 0.088141 | 0.69754
1937-02-28 | 4242.8452 | 8500 | 53458.6133 | 4242.8452 | 0.22057 | 0.69754
1937-03-31 | 2009.1477 | 7118.1123 | 54009.8555 | 4232.4888 | 0.59776 | 0.15227
1937-04-30 | 1403.9873 | 5723.9014 | 33577.875 | 4387.8706 | 0.88982 | 0.37727
1937-05-31 | 2100.844 | 5652.2065 | 24734.2109 | 4451.7334 | 0.88982 | 0.38868
1937-06-30 | 1326.3667 | 2116.801 | 18180.3535 | 4463.6992 | 0.88982 | 0.38868
1937-07-31 | 3759.9197 | 5488.8828 | 20646.4316 | 4487.6787 | 0.88982 | 0.38868
1937-08-31 | 2320.6987 | 4019.238 | 13717.7227 | 4466.5454 | 0.88982 | 0.38868
1937-09-30 | 4370.5117 | 4687.8218 | 13935.8984 | 4370.5117 | 0.88982 | 0.38868
1937-10-31 | 3970.1255 | 4854.5225 | 14124.0732 | 4280.29 | 0.88982 | 0.38868
1937-11-30 | 4230.0884 | 6680 | 29453.5488 | 4230.0884 | 0.88982 | 0.38868
1937-12-31 | 4215.5786 | 7678.0645 | 72214.8438 | 4215.5796 | 0.88982 | 0.38868
1938-01-31 | 1356.0229 | 8500 | 41117.2617 | 4219.0005 | 0.92017 | 0.38868
1938-02-28 | 1036.0148 | 6115.9556 | 153534.75 | 4231.9307 | 1 | 0.38868
1938-03-31 | 1938.8223 | 5524.0742 | 176397.9219 | 4316.188 | 1 | 0.96502
1938-04-30 | 2565.3328 | 5214.9312 | 83288.6328 | 4484.6074 | 1 | 0.91533
1938-05-31 | 3966.1707 | 6176.7739 | 81388.5781 | 4533.1001 | 1 | 1
1938-06-30 | 3000 | 6680 | 57869.0742 | 4563.8862 | 1 | 1
1938-07-31 | 4600 | 6680 | 24112.9375 | 4600 | 1 | 1
1938-08-31 | 4571.209 | 6680 | 18466.3008 | 4571.209 | 1 | 1
1938-09-30 | 4490.2837 | 6680 | 24042.5059 | 4490.2837 | 1 | 1
1938-10-31 | 4388.5894 | 5981.4839 | 20835.8652 | 4388.5894 | 1 | 1
1938-11-30 | 4264.2095 | 4975.6318 | 15467.5693 | 4264.2095 | 1 | 1
1938-12-31 | 4226.5791 | 5408.3506 | 17407.0762 | 4226.5791 | 1 | 1
1939-01-31 | 4231.4395 | 4828.438 | 16507.0957 | 4231.4395 | 0.85473 | 1
1939-02-28 | 2737.8557 | 3904.8914 | 14761.6602 | 4253.5342 | 0.82499 | 1
1939-03-31 | 1340.056 | 4916.27 | 17875.2188 | 4251.9521 | 0.77028 | 0.34127
1939-04-30 | 1710.1649 | 911.2521 | 13593.8564 | 4418.4424 | 0.72797 | 0.44736
1939-05-31 | 899.6318 | 1084.7435 | 14685.4336 | 4461.6343 | 0.72797 | 0.46307
1939-06-30 | 2562.5 | 3036.7856 | 15997.959 | 4475.8906 | 0.72797 | 0.46307
1939-07-31 | 4353.6216 | 5413.8301 | 21573.2754 | 4504.4595 | 0.72797 | 0.46307
1939-08-31 | 4441.5713 | 3910.051 | 15011.5059 | 4479.2817 | 0.72797 | 0.46307
1939-09-30 | 3269.9204 | 2428.7896 | 10520.9512 | 4399.5757 | 0.72797 | 0.46307
1939-10-31 | 3694.0889 | 3792.5349 | 12743.0996 | 4293.4688 | 0.72797 | 0.46307
1939-11-30 | 3560.072 | 2315.4158 | 11330.6533 | 4234.2407 | 0.72797 | 0.46307
1939-12-31 | 3000.5586 | 3595.4465 | 12222.7744 | 4216.9185 | 0.72797 | 0.46307
1940-01-31 | 4220.5142 | 7785.8877 | 36933.7734 | 4220.5142 | 0.04144 | 0.46307
1940-02-29 | 4233.3677 | 7959.2349 | 68129.8203 | 4233.3677 | 0.22326 | 0.46307
1940-03-31 | 4269.0308 | 7176.1953 | 119721.7188 | 4269.0308 | 1 | 0.50711
1940-04-30 | 2546.6667 | 5207.9043 | 75324.1406 | 4449.6128 | 1 | 0.53674
1940-05-31 | 1911.2903 | 3622.4128 | 22463.5762 | 4485.9565 | 1 | 0.6458
1940-06-30 | 3000 | 4746.5229 | 22132.9238 | 4505.8384 | 1 | 0.6458
1940-07-31 | 2346.3374 | 5835.9902 | 25459.1777 | 4545.6816 | 1 | 0.6458
1940-08-31 | 4510.5679 | 5146.1562 | 16876.5059 | 4510.5679 | 1 | 0.6458
1940-09-30 | 4458.3057 | 4932.4297 | 14447.2861 | 4458.3057 | 1 | 0.6458
1940-10-31 | 4325.8413 | 5817.1021 | 15604.5293 | 4325.8413 | 1 | 0.6458
1940-11-30 | 4244.4399 | 5659.9546 | 15426.8652 | 4244.4399 | 1 | 0.6458
1940-12-31 | 4220.2061 | 7419.5537 | 54436.4492 | 4220.2061 | 1 | 0.6458
1941-01-31 | 4224.231 | 8229.9355 | 108775.125 | 4224.2324 | 0.81509 | 0.6458
1941-02-28 | 4241.0146 | 8500 | 132856.0156 | 4241.0171 | 1 | 0.6458
1941-03-31 | 4274.8125 | 7194.4824 | 101498.125 | 4274.8125 | 1 | 0.56325
1941-04-30 | 2405.7673 | 5299.5078 | 81277.5156 | 4455.3784 | 1 | 0.59911
1941-05-31 | 2698.0613 | 5796.4678 | 52658.8008 | 4505.9727 | 1 | 0.79619
1941-06-30 | 2929.5476 | 5581.8149 | 25377.6621 | 4530.4844 | 1 | 0.79619
1941-07-31 | 4579.6055 | 6680 | 24140.9883 | 4579.6055 | 1 | 0.79619
1941-08-31 | 4536.3149 | 5525.0454 | 16905.6445 | 4536.3149 | 1 | 0.79619
1941-09-30 | 4471.8833 | 6680 | 20730.373 | 4471.8833 | 1 | 0.79619
1941-10-31 | 4352.4829 | 6307.3213 | 16399.6992 | 4352.4829 | 1 | 0.79619
1941-11-30 | 4252.834 | 4596.0645 | 16795.752 | 4252.834 | 1 | 0.79619
1941-12-31 | 4222.9121 | 5023.4849 | 73934.9297 | 4222.9121 | 1 | 0.79619
1942-01-31 | 4227.2925 | 4885.1216 | 87192.5156 | 4227.2925 | 1 | 0.79619
1942-02-28 | 3839.4934 | 5875.4766 | 149174.1406 | 4246.3315 | 1 | 0.79619
1942-03-31 | 2760.9558 | 5682.6411 | 32214.5918 | 4292.7329 | 1 | 0.73726
1942-04-30 | 2546.6667 | 5302.0415 | 56706.5469 | 4464.104 | 1 | 0.69351
1942-05-31 | 2333.7854 | 5706.2437 | 45092.125 | 4499.3633 | 1 | 0.74653
1942-06-30 | 2844.5498 | 6680 | 35375.5117 | 4522.3462 | 1 | 0.74653
1942-07-31 | 4568.4038 | 6680 | 24041.5176 | 4568.4038 | 1 | 0.74653
1942-08-31 | 4527.813 | 6680 | 18422.9043 | 4527.813 | 1 | 0.74653
1942-09-30 | 4467.3999 | 6680 | 22168.8906 | 4467.3999 | 1 | 0.74653
1942-10-31 | 4343.686 | 6349.7197 | 16451.3945 | 4343.686 | 1 | 0.74653
1942-11-30 | 4250.062 | 6136.4355 | 22220.8008 | 4250.062 | 1 | 0.74653
1942-12-31 | 4222.0186 | 5574.6162 | 34766.7344 | 4222.0186 | 1 | 0.74653
1943-01-31 | 4226.2817 | 4949.9619 | 93428.4609 | 4226.2817 | 0.88871 | 0.74653
1943-02-28 | 4244.5767 | 5961.2974 | 65565.9922 | 4244.5767 | 1 | 0.74653
1943-03-31 | 2298.5259 | 5432.4653 | 98293.9688 | 4297.1567 | 0.82239 | 0.78022
1943-04-30 | 2168.4133 | 5429.1216 | 36299.6641 | 4466.7671 | 0.77738 | 0.72232
1943-05-31 | 2167.3015 | 3993.9009 | 23967.8613 | 4515.1577 | 0.77738 | 0.8652
1943-06-30 | 2805.7036 | 3936.6724 | 20470.1875 | 4541.7939 | 0.77738 | 0.8652
1943-07-31 | 4429.3442 | 3887.509 | 22181.5918 | 4595.1724 | 0.77738 | 0.8652
1943-08-31 | 4548.1299 | 3102.2773 | 14773.8809 | 4548.1299 | 0.77738 | 0.8652
1943-09-30 | 4478.1133 | 5921.5635 | 15999.5029 | 4478.1133 | 0.77738 | 0.8652
1943-10-31 | 4364.708 | 5283.4097 | 14967.6113 | 4364.708 | 0.77738 | 0.8652
1943-11-30 | 4256.6855 | 4156.1523 | 13822.6904 | 4256.6855 | 0.77738 | 0.8652
1943-12-31 | 4224.1533 | 4155.647 | 14595.7158 | 4224.1533 | 0.77738 | 0.8652
1944-01-31 | 4228.6968 | 6426.3315 | 16392.3516 | 4228.6968 | 0.47924 | 0.8652
1944-02-29 | 4247.0884 | 7681.1094 | 30171.2676 | 4247.0884 | 0.68552 | 0.8652
1944-03-31 | 4265.042 | 4406.7827 | 24776.6426 | 4265.0439 | 0.87376 | 0.4684
1944-04-30 | 1729.1619 | 2553.8308 | 16275.4521 | 4432.6592 | 0.97826 | 0.47996
1944-05-31 | 1911.2903 | 2420.7188 | 15334.2432 | 4463.8823 | 0.97826 | 0.47996
1944-06-30 | 2875.5823 | 4102.8877 | 19938.4863 | 4478.6587 | 0.97826 | 0.47996
1944-07-31 | 4508.27 | 6680 | 20817.6523 | 4508.27 | 0.97826 | 0.47996
1944-08-31 | 1242.7507 | 5964.5898 | 14962.9766 | 4482.1733 | 0.97826 | 0.47996
1944-09-30 | 3609.6226 | 4611.4922 | 13220.7861 | 4406.1748 | 0.97826 | 0.47996
1944-10-31 | 3604.9438 | 4197.5771 | 13023.8643 | 4296.4609 | 0.97826 | 0.47996
1944-11-30 | 4235.1831 | 6680 | 18488.1406 | 4235.1831 | 0.97826 | 0.47996
1944-12-31 | 4217.2222 | 7089.6763 | 20469.7598 | 4217.2222 | 0.97826 | 0.47996
1945-01-31 | 4220.8579 | 5917.9956 | 15951.7754 | 4220.8579 | 0.38401 | 0.47996
1945-02-28 | 4235.1548 | 7289.501 | 61773.9648 | 4235.1562 | 0.4368 | 0.47996
1945-03-31 | 4209.3662 | 5607.7246 | 30648.4082 | 4278.1743 | 0.83453 | 0.59589
1945-04-30 | 2417.55 | 3072.1655 | 19806.7363 | 4457.4458 | 1 | 0.62148
1945-05-31 | 1500 | 3234.762 | 19559.7891 | 4493.7529 | 1 | 0.70438
1945-06-30 | 3000 | 4310.2329 | 20886.3809 | 4515.4385 | 1 | 0.70438
1945-07-31 | 4558.895 | 6679.999 | 24674.9727 | 4558.895 | 1 | 0.70438
1945-08-31 | 4520.5967 | 6680 | 18420.627 | 4520.5967 | 1 | 0.70438
1945-09-30 | 4463.5942 | 5306.4805 | 15030.8848 | 4463.5942 | 1 | 0.70438
1945-10-31 | 4135.7842 | 5308.8237 | 14530.167 | 4336.2188 | 1 | 0.70438
1945-11-30 | 4247.7095 | 6680 | 19725.6797 | 4247.7095 | 1 | 0.70438
1945-12-31 | 4221.2603 | 7678.0645 | 83846.7891 | 4221.2603 | 1 | 0.70438
1946-01-31 | 4225.4243 | 8500 | 51943.8359 | 4225.4243 | 1 | 0.70438
1946-02-28 | 4243.0869 | 4987.6611 | 26373.5664 | 4243.0869 | 1 | 0.70438
1946-03-31 | 4275.0161 | 5496.251 | 27917.9062 | 4275.0161 | 1 | 0.56523
1946-04-30 | 2122.1973 | 2969.2603 | 21088.1309 | 4454.2373 | 1 | 0.58677
1946-05-31 | 800 | 3341.9802 | 20519.4863 | 4482.2852 | 1 | 0.61822
1946-06-30 | 2475 | 3560.2712 | 17527.082 | 4501.3179 | 1 | 0.61822
1946-07-31 | 4539.459 | 6473.3486 | 25421.8223 | 4539.459 | 1 | 0.61822
1946-08-31 | 4505.8452 | 6680 | 18459.5449 | 4505.8452 | 1 | 0.61822
1946-09-30 | 4455.8154 | 4849.5508 | 14315.9482 | 4455.8154 | 1 | 0.61822
1946-10-31 | 4320.9546 | 4923.7197 | 14602.1514 | 4320.9546 | 1 | 0.61822
1946-11-30 | 4242.9004 | 4944.0859 | 14423.7988 | 4242.9004 | 1 | 0.61822
1946-12-31 | 4219.71 | 6789.7012 | 19326.4805 | 4219.71 | 1 | 0.61822
1947-01-31 | 4223.6709 | 4664.5884 | 14903.7324 | 4223.6709 | 0.29825 | 0.61822
1947-02-28 | 4240.0425 | 5964.6147 | 22700.0625 | 4240.0425 | 0.31861 | 0.61822
1947-03-31 | 4068.0312 | 4424.5444 | 24264.502 | 4248.6763 | 0.44832 | 0.30945
1947-04-30 | 1646.7487 | 1873.7534 | 15266.3105 | 4433.3569 | 0.76443 | 0.48156
1947-05-31 | 1198.791 | 301.2091 | 13256.0322 | 4464.0957 | 0.76443 | 0.48156
1947-06-30 | 2280.6211 | 3981.0007 | 17890.3477 | 4478.9209 | 0.76443 | 0.48156
1947-07-31 | 4138.2051 | 6437.5669 | 21222.0957 | 4508.6309 | 0.76443 | 0.48156
1947-08-31 | 1743.8947 | 4757.3833 | 12934.834 | 4482.4473 | 0.76443 | 0.48156
1947-09-30 | 3612.1499 | 4169.7324 | 12834.1846 | 4406.8003 | 0.76443 | 0.48156
1947-10-31 | 3168.7979 | 5186.4878 | 13293.9951 | 4296.7446 | 0.76443 | 0.48156
1947-11-30 | 4235.2725 | 4294.0117 | 14019.2861 | 4235.2725 | 0.76443 | 0.48156
1947-12-31 | 2680.532 | 1935.3923 | 10834.7988 | 4217.251 | 0.76443 | 0.48156
1948-01-31 | 4220.8901 | 7248.5483 | 18719.2969 | 4220.8901 | 0.042814 | 0.48156
1948-02-29 | 2321.2114 | 300 | 14239.291 | 4233.9985 | 0.044391 | 0.48156
1948-03-31 | 3276.0415 | 3276.0415 | 18720.2383 | 4237.3252 | 0.043903 | 0.19923
1948-04-30 | 2546.6667 | 3782.2698 | 30195.0176 | 4392.292 | 0.24074 | 0.38741
1948-05-31 | 1911.2903 | 4200.8184 | 31358.8359 | 4471.127 | 0.81568 | 0.53439
1948-06-30 | 3000 | 5522.1172 | 24348.9082 | 4487.5786 | 0.81568 | 0.53439
1948-07-31 | 4520.5474 | 6680 | 22929.9473 | 4520.5479 | 0.81568 | 0.53439
1948-08-31 | 4491.4922 | 6680 | 19603.0254 | 4491.4922 | 0.81568 | 0.53439
1948-09-30 | 4427.4399 | 6246.6245 | 16421.6387 | 4427.4399 | 0.81568 | 0.53439
1948-10-31 | 4306.103 | 5177.8945 | 14763.709 | 4306.103 | 0.81568 | 0.53439
1948-11-30 | 4238.2212 | 4137.4307 | 13906.0508 | 4238.2212 | 0.81568 | 0.53439
1948-12-31 | 4218.2017 | 5102.3423 | 16481.498 | 4218.2017 | 0.81568 | 0.53439
1949-01-31 | 4221.9653 | 4872.3691 | 13991.2842 | 4221.9653 | 0.066758 | 0.53439
1949-02-28 | 2494.4207 | 3911.9045 | 14276.957 | 4237.0796 | 0.1024 | 0.53439
1949-03-31 | 4247.5674 | 7073.7793 | 49898.6953 | 4247.5674 | 0.16028 | 0.29869
1949-04-30 | 1739.1372 | 2063.5601 | 16397.5996 | 4455.6899 | 0.46789 | 0.60249
1949-05-31 | 1550.2288 | 1093.8175 | 15858.9521 | 4481.8765 | 0.46789 | 0.61515
1949-06-30 | 3000 | 300 | 14417.9844 | 4500.8145 | 0.46789 | 0.61515
1949-07-31 | 4538.7661 | 1595.9761 | 15768.7344 | 4538.7661 | 0.46789 | 0.61515
1949-08-31 | 2816.0002 | 2858.4019 | 12081.5166 | 4505.3193 | 0.46789 | 0.61515
1949-09-30 | 4455.5381 | 4003.3372 | 13367.3066 | 4455.5381 | 0.46789 | 0.61515
1949-10-31 | 3915.7305 | 1989.5089 | 11995.1807 | 4320.4106 | 0.46789 | 0.61515
1949-11-30 | 4242.729 | 3556.509 | 13309.0215 | 4242.729 | 0.46789 | 0.61515
1949-12-31 | 4219.6543 | 2672.1743 | 12353.3652 | 4219.6543 | 0.46789 | 0.61515
1950-01-31 | 4223.6084 | 7367.2808 | 25978.4316 | 4223.6084 | 0.041544 | 0.61515
1950-02-28 | 4239.9336 | 7442.0386 | 41055.4336 | 4239.9336 | 0.31984 | 0.61515
1950-03-31 | 4255.981 | 3914.6167 | 23344.5645 | 4255.981 | 0.57083 | 0.38039
1950-04-30 | 2673.4175 | 3275.6379 | 25388.7871 | 4453.6846 | 0.8863 | 0.58079
1950-05-31 | 1125 | 2869.2375 | 20380.6621 | 4477.3027 | 0.8863 | 0.58079
1950-06-30 | 2562.5 | 3112.8481 | 19045.6074 | 4495.1831 | 0.8863 | 0.58079
1950-07-31 | 4531.0146 | 6680 | 24215.6094 | 4531.0146 | 0.8863 | 0.58079
1950-08-31 | 4377.2319 | 5938.436 | 17535.6973 | 4499.436 | 0.8863 | 0.58079
1950-09-30 | 4445.5684 | 6680 | 17116.2598 | 4445.5684 | 0.8863 | 0.58079
1950-10-31 | 3075.6938 | 6348.9297 | 14499.4219 | 4314.3232 | 0.8863 | 0.58079
1950-11-30 | 4240.811 | 6680 | 59411.0938 | 4240.811 | 0.8863 | 0.58079
1950-12-31 | 4219.0361 | 7678.0645 | 112846.2422 | 4219.0361 | 0.8863 | 0.58079
1951-01-31 | 4222.9092 | 8500 | 80639.5625 | 4222.9092 | 0.88869 | 0.58079
1951-02-28 | 4238.7192 | 7099.7129 | 78892.7578 | 4238.7192 | 1 | 0.58079
1951-03-31 | 3539.6497 | 5926.3228 | 37820.6211 | 4281.8862 | 1 | 0.63194
1951-04-30 | 2526.7065 | 3500.3787 | 21143.3457 | 4457.4458 | 1 | 0.62148
1951-05-31 | 2274.1936 | 3487.9397 | 22592.9395 | 4494.4946 | 1 | 0.70995
1951-06-30 | 3000 | 4148.0537 | 20423.0117 | 4516.3516 | 1 | 0.70995
1951-07-31 | 2906.7639 | 5697.355 | 25390.6582 | 4560.1523 | 1 | 0.70995
1951-08-31 | 4521.5508 | 6680 | 18253.8301 | 4521.5508 | 1 | 0.70995
1951-09-30 | 4464.0972 | 4566.8291 | 13893.7334 | 4464.0972 | 1 | 0.70995
1951-10-31 | 4337.2061 | 4540.8315 | 14059.8389 | 4337.2061 | 1 | 0.70995
1951-11-30 | 4248.0205 | 6630.0391 | 16735.4766 | 4248.0205 | 1 | 0.70995
1951-12-31 | 4221.3604 | 7137.5259 | 56790.543 | 4221.3604 | 1 | 0.70995
1952-01-31 | 4225.5376 | 8500 | 83383.75 | 4225.5376 | 1 | 0.70995
1952-02-29 | 4241.7915 | 7080.6577 | 84201.7734 | 4241.7915 | 1 | 0.70995
1952-03-31 | 4296.1143 | 5253.9692 | 75763.6406 | 4296.1143 | 1 | 0.7701
1952-04-30 | 2490.2688 | 4722.8662 | 76500.1172 | 4478.7124 | 1 | 0.85155
1952-05-31 | 3667.8389 | 5889.0244 | 82002.4375 | 4533.1001 | 1 | 1
1952-06-30 | 3000 | 6680 | 54608.793 | 4563.8862 | 1 | 1
1952-07-31 | 4600 | 6680 | 26639.0352 | 4600 | 1 | 1
1952-08-31 | 4571.209 | 6680 | 19998.9414 | 4571.209 | 1 | 1
1952-09-30 | 4490.2837 | 6437.1445 | 27257.9277 | 4490.2837 | 1 | 1
1952-10-31 | 4388.5894 | 5271.6025 | 18265.7461 | 4388.5894 | 1 | 1
1952-11-30 | 4264.2095 | 4667.0142 | 15890.1611 | 4264.2095 | 1 | 1
1952-12-31 | 4226.5791 | 5103.3784 | 45125.5273 | 4226.5791 | 1 | 1
1953-01-31 | 4231.4395 | 5153.748 | 110245.6094 | 4231.4395 | 1 | 1
1953-02-28 | 4253.5342 | 6109.6763 | 30130.8672 | 4253.5342 | 1 | 1
1953-03-31 | 4274.5977 | 4199.7148 | 24212.3223 | 4274.5981 | 0.81623 | 0.56117
1953-04-30 | 2559.7827 | 3177.2864 | 21548.3613 | 4453.8511 | 0.91166 | 0.58259
1953-05-31 | 1500 | 4509.2749 | 30167.3418 | 4489.5225 | 0.91166 | 0.6726
1953-06-30 | 2650 | 6153.8228 | 28545.4902 | 4510.229 | 0.91166 | 0.6726
1953-07-31 | 4551.7251 | 6679.9995 | 24992.5273 | 4551.7251 | 0.91166 | 0.6726
1953-08-31 | 4515.1548 | 3853.7078 | 15250.6396 | 4515.1548 | 0.91166 | 0.6726
1953-09-30 | 4460.7246 | 6680 | 21353.5352 | 4460.7246 | 0.91166 | 0.6726
1953-10-31 | 4330.5874 | 5776.084 | 15551.583 | 4330.5874 | 0.91166 | 0.6726
1953-11-30 | 4245.9355 | 6680 | 17835.8438 | 4245.9355 | 0.91166 | 0.6726
1953-12-31 | 4220.688 | 4090.6079 | 13723.584 | 4220.688 | 0.91166 | 0.6726
1954-01-31 | 4224.7773 | 7311.7163 | 39257.4062 | 4224.7773 | 0.7729 | 0.6726
1954-02-28 | 4241.9639 | 6076.8584 | 64328.8828 | 4241.9639 | 0.91823 | 0.6726
1954-03-31 | 4276.1782 | 5776.9155 | 53674.1875 | 4278.5381 | 0.90393 | 0.59943
1954-04-30 | 2546.6667 | 4267.98 | 44185.6562 | 4457.4458 | 0.97886 | 0.62148
1954-05-31 | 800 | 2701.4272 | 17661.2617 | 4489.5732 | 0.97886 | 0.67298
1954-06-30 | 3000 | 5406.7915 | 24019.4043 | 4510.2915 | 0.97886 | 0.67298
1954-07-31 | 3523.4175 | 6110.1147 | 25379.4297 | 4551.811 | 0.97886 | 0.67298
1954-08-31 | 4515.2197 | 5030.6162 | 16424.8008 | 4515.2197 | 0.97886 | 0.67298
1954-09-30 | 4460.7588 | 4316.5396 | 13633.4092 | 4460.7588 | 0.97886 | 0.67298
1954-10-31 | 4330.6543 | 4695.4097 | 14506.1475 | 4330.6553 | 0.97886 | 0.67298
1954-11-30 | 4245.9565 | 6680 | 17377.7969 | 4245.9565 | 0.97886 | 0.67298
1954-12-31 | 4220.6948 | 7044.2339 | 27890.9355 | 4220.6948 | 0.97886 | 0.67298
1955-01-31 | 4224.7852 | 7522.4429 | 24011.1855 | 4224.7852 | 0.29347 | 0.67298
1955-02-28 | 4241.9775 | 1879.101 | 17660.8594 | 4241.9775 | 0.47627 | 0.67298
1955-03-31 | 2602.9475 | 2602.9475 | 14873.9863 | 4260.7549 | 0.43731 | 0.42674
1955-04-30 | 1506.6522 | 1901.5579 | 13550.8447 | 4409.4482 | 0.43402 | 0.42674
1955-05-31 | 1911.2903 | 2140.0369 | 15599.124 | 4456.7993 | 0.43609 | 0.42674
1955-06-30 | 2819.2712 | 300 | 15604.1895 | 4469.937 | 0.43609 | 0.42674
1955-07-31 | 4457.7705 | 1644.9969 | 15524.5967 | 4496.2651 | 0.43609 | 0.42674
1955-08-31 | 1773.9182 | 2842.8252 | 11337.0635 | 4473.062 | 0.43609 | 0.42674
1955-09-30 | 3525.1255 | 3994.1091 | 12289.5664 | 4385.3828 | 0.43609 | 0.42674
1955-10-31 | 2963.5649 | 3546.8013 | 13078.5156 | 4287.0332 | 0.43609 | 0.42674
1955-11-30 | 4232.2129 | 3965.3975 | 13616.8125 | 4232.2129 | 0.43609 | 0.42674
1955-12-31 | 4216.2632 | 7678.0645 | 120827.7188 | 4216.2646 | 0.43609 | 0.42674
1956-01-31 | 4219.7749 | 6173.4927 | 167375.2656 | 4219.7749 | 1 | 0.42674
1956-02-29 | 4232.1284 | 5778.833 | 94446.4844 | 4232.1284 | 1 | 0.42674
1956-03-31 | 3089.8591 | 5743.3091 | 46937.3867 | 4286.418 | 1 | 0.67594
1956-04-30 | 2471.5276 | 4131.5024 | 25365.6445 | 4459.4434 | 1 | 0.64309
1956-05-31 | 800 | 5101.9185 | 48648.5195 | 4492.1089 | 1 | 0.69203
1956-06-30 | 2475 | 6680 | 30853.9648 | 4513.4141 | 1 | 0.69203
1956-07-31 | 4556.1089 | 6680 | 23891.7754 | 4556.1089 | 1 | 0.69203
1956-08-31 | 4518.4819 | 5276.2329 | 16850.4238 | 4518.4819 | 1 | 0.69203
1956-09-30 | 4462.479 | 6680 | 23136.1719 | 4462.479 | 1 | 0.69203
1956-10-31 | 4334.0303 | 6680 | 17699.1348 | 4334.0303 | 1 | 0.69203
1956-11-30 | 4247.02 | 3744.6755 | 13550.626 | 4247.02 | 1 | 0.69203
1956-12-31 | 4221.0376 | 5292.4399 | 15070.3213 | 4221.0376 | 1 | 0.69203
1957-01-31 | 4225.1729 | 5453.1509 | 17929.9883 | 4225.1729 | 0.91133 | 0.69203
1957-02-28 | 4242.6504 | 6046.355 | 38928.6992 | 4242.6504 | 0.95427 | 0.69203
1957-03-31 | 2870.4768 | 5333.3169 | 50062.1836 | 4284.9102 | 0.78206 | 0.6613
1957-04-30 | 2199.4182 | 2836.2163 | 17135.7344 | 4457.4458 | 0.74851 | 0.62148
1957-05-31 | 1500 | 3674.1541 | 25626.8203 | 4492.3584 | 0.74851 | 0.6939
1957-06-30 | 2907.0559 | 3759.634 | 19047.6855 | 4513.7207 | 0.74851 | 0.6939
1957-07-31 | 3420.9951 | 4080.1294 | 23460.6934 | 4556.5312 | 0.74851 | 0.6939
1957-08-31 | 4518.8022 | 4569.6104 | 16148.8125 | 4518.8022 | 0.74851 | 0.6939
1957-09-30 | 4462.6479 | 4284.3315 | 13456.8926 | 4462.6479 | 0.74851 | 0.6939
1957-10-31 | 4334.3623 | 6680 | 21700.9883 | 4334.3623 | 0.74851 | 0.6939
1957-11-30 | 4247.1245 | 6680 | 18570.7266 | 4247.1245 | 0.74851 | 0.6939
1957-12-31 | 4221.0713 | 7066.6846 | 27273.0879 | 4221.0713 | 0.74851 | 0.6939
1958-01-31 | 4225.2109 | 6287.853 | 46720.9414 | 4225.2109 | 0.81453 | 0.6939
1958-02-28 | 4242.7168 | 5809.666 | 190414.6094 | 4242.7168 | 0.96816 | 0.6939
1958-03-31 | 4280.9741 | 5601.1099 | 105208.4453 | 4280.9741 | 1 | 0.62308
1958-04-30 | 2556.2251 | 5878.8682 | 107838.4609 | 4464.3379 | 1 | 0.69604
1958-05-31 | 3323.9441 | 6176.7739 | 60972.5352 | 4533.1001 | 1 | 1
1958-06-30 | 3000 | 6680 | 45615.0469 | 4563.8862 | 1 | 1
1958-07-31 | 4600 | 6680 | 23816.5703 | 4600 | 1 | 1
1958-08-31 | 4571.209 | 6680 | 19850.6562 | 4571.209 | 1 | 1
1958-09-30 | 4490.2837 | 6680 | 25834.3398 | 4490.2837 | 1 | 1
1958-10-31 | 4388.5894 | 6680 | 19374.332 | 4388.5894 | 1 | 1
1958-11-30 | 4264.2095 | 5073.9717 | 15155.7363 | 4264.2095 | 1 | 1
1958-12-31 | 4226.5791 | 5495.7251 | 15478.335 | 4226.5791 | 1 | 1
1959-01-31 | 4231.4395 | 5023.3721 | 37781.625 | 4231.4395 | 0.869 | 1
1959-02-28 | 4253.5342 | 5749.0171 | 57062.3047 | 4253.5342 | 0.82148 | 1
1959-03-31 | 3930.6826 | 3539.0481 | 21342.0879 | 4270.9712 | 0.86403 | 0.52595
1959-04-30 | 1823.7202 | 2152.3113 | 14984.3311 | 4449.1299 | 0.82148 | 0.53151
1959-05-31 | 2092.7419 | 1987.4851 | 15231.1709 | 4475.3242 | 0.82148 | 0.56592
1959-06-30 | 3000 | 4975.9355 | 22788.3887 | 4492.7466 | 0.82148 | 0.56592
1959-07-31 | 4348.5771 | 4948.1558 | 22422.7539 | 4527.6616 | 0.82148 | 0.56592
1959-08-31 | 3862.7231 | 4387.291 | 15362.7051 | 4496.8911 | 0.82148 | 0.56592
1959-09-30 | 3755.4783 | 3848.1816 | 11697.9395 | 4439.7607 | 0.82148 | 0.56592
1959-10-31 | 3747.5972 | 4320.5493 | 13545.7764 | 4311.6899 | 0.82148 | 0.56592
1959-11-30 | 3254.1118 | 2710.6968 | 11424.8838 | 4239.9814 | 0.82148 | 0.56592
1959-12-31 | 3267.0706 | 3826.6001 | 12564.0996 | 4218.769 | 0.82148 | 0.56592
1960-01-31 | 4222.6069 | 3918.9062 | 14622.2822 | 4222.6069 | 0.03995 | 0.56592
1960-02-29 | 4236.877 | 7452.876 | 35163.707 | 4236.877 | 0.040944 | 0.56592
1960-03-31 | 4240.1968 | 4781.5039 | 25776.2891 | 4240.1973 | 0.24316 | 0.22712
1960-04-30 | 1441.1038 | 802.0491 | 12748.209 | 4393.7373 | 0.59293 | 0.39072
1960-05-31 | 800 | 1894.979 | 14781.6758 | 4452.0049 | 0.59293 | 0.39072
1960-06-30 | 2475 | 3185.198 | 17490.9336 | 4464.0337 | 0.59293 | 0.39072
1960-07-31 | 2739.0759 | 6590.7417 | 20279.2051 | 4488.1392 | 0.59293 | 0.39072
1960-08-31 | 3387.3643 | 3135.5862 | 13197.2959 | 4466.895 | 0.59293 | 0.39072
1960-09-30 | 4055.9585 | 3964.6846 | 12898.6514 | 4371.3091 | 0.59293 | 0.39072
1960-10-31 | 4076.1057 | 3450.8103 | 14411.9521 | 4280.6519 | 0.59293 | 0.39072
1960-11-30 | 4230.2026 | 5949.5562 | 15661.168 | 4230.2026 | 0.59293 | 0.39072
1960-12-31 | 4150.0645 | 6990.8247 | 19016.5391 | 4215.6167 | 0.59293 | 0.39072
1961-01-31 | 4219.042 | 4383.2017 | 13376.9209 | 4219.042 | 0.2788 | 0.39072
1961-02-28 | 4232.0029 | 7319.7271 | 37007.9805 | 4232.0029 | 0.3746 | 0.39072
1961-03-31 | 3675.6001 | 3450.0154 | 20358.9023 | 4257.7422 | 0.44878 | 0.39749
1961-04-30 | 1044.9492 | 1457.1407 | 12685.9795 | 4457.4458 | 0.706 | 0.62148
1961-05-31 | 1050.4353 | 914.066 | 13006.2451 | 4480.0361 | 0.706 | 0.60132
1961-06-30 | 3000 | 2851.821 | 17880.1367 | 4498.5483 | 0.706 | 0.60132
1961-07-31 | 3864.6926 | 5478.5337 | 20159.416 | 4535.6475 | 0.706 | 0.60132
1961-08-31 | 3821.6372 | 4848.2515 | 16146.3164 | 4502.9521 | 0.706 | 0.60132
1961-09-30 | 4453.5918 | 3752.6287 | 13083.6182 | 4453.5918 | 0.706 | 0.60132
1961-10-31 | 3917.7544 | 3376.8572 | 12968.5947 | 4317.9614 | 0.706 | 0.60132
1961-11-30 | 3276.4932 | 2588.23 | 11122.751 | 4241.957 | 0.706 | 0.60132
1961-12-31 | 4180.103 | 6288.2192 | 18475.2539 | 4219.4058 | 0.706 | 0.60132
1962-01-31 | 3209.0457 | 2581.8169 | 11760.1299 | 4223.3271 | 0.04306 | 0.60132
1962-02-28 | 4239.4453 | 8393.8477 | 61029.5391 | 4239.4453 | 0.043625 | 0.60132
1962-03-31 | 4263.3467 | 6155.8521 | 29769.1406 | 4263.3467 | 0.5228 | 0.45191
1962-04-30 | 2121.2546 | 2847.3926 | 18627.6074 | 4429.686 | 0.94733 | 0.47314
1962-05-31 | 1814.7617 | 1165.0173 | 17077.7168 | 4469.7202 | 0.94733 | 0.52382
1962-06-30 | 3000 | 4219.7344 | 20627.8125 | 4485.8462 | 0.94733 | 0.52382
1962-07-31 | 4518.1636 | 6680 | 25621.4863 | 4518.1636 | 0.94733 | 0.52382
1962-08-31 | 3780.4006 | 6680 | 17573.0918 | 4489.6821 | 0.94733 | 0.52382
1962-09-30 | 3674.9678 | 6487.979 | 15635.3037 | 4423.3101 | 0.94733 | 0.52382
1962-10-31 | 4304.2305 | 6680 | 45277.1328 | 4304.2305 | 0.94733 | 0.52382
1962-11-30 | 4237.6313 | 6680 | 18066.9219 | 4237.6313 | 0.94733 | 0.52382
1962-12-31 | 4218.0112 | 7000.793 | 28197.9453 | 4218.0112 | 0.94733 | 0.52382
1963-01-31 | 4221.75 | 7336.4863 | 22501.5879 | 4221.75 | 0.7967 | 0.52382
1963-02-28 | 4236.7061 | 7680.6387 | 80203.3359 | 4236.7061 | 1 | 0.52382
1963-03-31 | 4276.2246 | 5885.6509 | 29033.9316 | 4276.2251 | 0.93965 | 0.57697
1963-04-30 | 2946.6667 | 4604.4629 | 98643.0312 | 4455.4277 | 1 | 0.59965
1963-05-31 | 1500 | 4603.7583 | 34141.8711 | 4494.4004 | 1 | 0.70924
1963-06-30 | 2650 | 4051.8367 | 20576.5508 | 4516.2354 | 1 | 0.70924
1963-07-31 | 2759.656 | 6402.4004 | 26907.1152 | 4559.9922 | 1 | 0.70924
1963-08-31 | 4521.4292 | 5958.5918 | 17535.7305 | 4521.4292 | 1 | 0.70924
1963-09-30 | 4464.0332 | 5155.3105 | 14798.9912 | 4464.0332 | 1 | 0.70924
1963-10-31 | 4337.0801 | 6680 | 16949.3535 | 4337.0801 | 1 | 0.70924
1963-11-30 | 4247.981 | 6680 | 30723.8613 | 4247.981 | 1 | 0.70924
1963-12-31 | 4221.3477 | 7046.0942 | 17379.9082 | 4221.3477 | 1 | 0.70924
1964-01-31 | 4225.5234 | 7399.8452 | 25495.6855 | 4225.5234 | 0.81726 | 0.70924
1964-02-29 | 4207.3447 | 2032.1304 | 17827.0723 | 4241.7671 | 1 | 0.70924
1964-03-31 | 2077.8398 | 2080.4355 | 12375.2158 | 4263.5679 | 0.85067 | 0.45406
1964-04-30 | 1568.0421 | 315.6805 | 14302.5566 | 4411.1992 | 0.86411 | 0.43076
1964-05-31 | 1911.2903 | 2053.0042 | 15780.8994 | 4457.877 | 0.86411 | 0.43484
1964-06-30 | 3000 | 3526.7073 | 18647.7363 | 4471.2642 | 0.86411 | 0.43484
1964-07-31 | 4498.0913 | 6680 | 20874.75 | 4498.0913 | 0.86411 | 0.43484
1964-08-31 | 2630.3076 | 5883.6328 | 16580.5059 | 4474.4482 | 0.86411 | 0.43484
1964-09-30 | 3909.8245 | 5799.9209 | 14938.0703 | 4388.5459 | 0.86411 | 0.43484
1964-10-31 | 3298.675 | 4027.3481 | 12388.0635 | 4288.4673 | 0.86411 | 0.43484
1964-11-30 | 4232.665 | 6427.7915 | 16400.7031 | 4232.665 | 0.86411 | 0.43484
1964-12-31 | 4216.4102 | 7204.126 | 100592.3516 | 4216.4102 | 0.86411 | 0.43484
1965-01-31 | 4219.9395 | 8500 | 114564.8438 | 4219.9395 | 0.67886 | 0.43484
1965-02-28 | 4233.5615 | 8500 | 42370.9492 | 4233.5615 | 0.93084 | 0.43484
1965-03-31 | 4276.8975 | 4598.1885 | 25357.3906 | 4276.8975 | 0.80301 | 0.5835
1965-04-30 | 2546.6667 | 5057.6294 | 52946.1914 | 4455.9487 | 0.79856 | 0.60528
1965-05-31 | 1911.2903 | 3491.7546 | 24731.6973 | 4487.5073 | 0.79856 | 0.65746
1965-06-30 | 3000 | 4011.3042 | 20032.2969 | 4507.748 | 0.79856 | 0.65746
1965-07-31 | 3467.8926 | 5688.6982 | 24464.6133 | 4548.3101 | 0.79856 | 0.65746
1965-08-31 | 4512.563 | 3209.3564 | 14450.875 | 4512.563 | 0.79856 | 0.65746
1965-09-30 | 4459.3579 | 6680 | 17137.4746 | 4459.3579 | 0.79856 | 0.65746
1965-10-31 | 4327.9058 | 4926.2222 | 14857.8662 | 4327.9058 | 0.79856 | 0.65746
1965-11-30 | 4245.0903 | 6680 | 31067.0312 | 4245.0903 | 0.79856 | 0.65746
1965-12-31 | 4220.4155 | 7530.7393 | 23187.6582 | 4220.4155 | 0.79856 | 0.65746
1966-01-31 | 4224.4692 | 7901.1733 | 38442.8008 | 4224.4692 | 1 | 0.65746
1966-02-28 | 4241.4287 | 6068.7744 | 34025.7188 | 4241.4287 | 1 | 0.65746
1966-03-31 | 4272.1235 | 5706.9961 | 30800.873 | 4272.1235 | 0.94107 | 0.53714
1966-04-30 | 2146.02 | 2498.0291 | 18930.8594 | 4451.5967 | 0.82855 | 0.5582
1966-05-31 | 1125 | 716.8718 | 15972.1221 | 4481.0015 | 0.82855 | 0.60858
1966-06-30 | 2562.5 | 3965.0657 | 18650.1875 | 4499.7368 | 0.82855 | 0.60858
1966-07-31 | 4322.1899 | 6117.8198 | 24487.127 | 4537.2832 | 0.82855 | 0.60858
1966-08-31 | 4504.1938 | 5146.5986 | 16832.5996 | 4504.1938 | 0.82855 | 0.60858
1966-09-30 | 4454.9443 | 2750.2522 | 11973.3018 | 4454.9443 | 0.82855 | 0.60858
1966-10-31 | 3848.6951 | 3947.8962 | 13196.7705 | 4319.2461 | 0.82855 | 0.60858
1966-11-30 | 4242.3618 | 6506.187 | 16637.8926 | 4242.3618 | 0.82855 | 0.60858
1966-12-31 | 4219.5361 | 7179.9712 | 41494.3281 | 4219.5361 | 0.82855 | 0.60858
1967-01-31 | 4223.4746 | 7620.8862 | 57839.8516 | 4223.4746 | 0.53215 | 0.60858
1967-02-28 | 4239.7017 | 7529.0615 | 63129.1445 | 4239.7017 | 1 | 0.60858
1967-03-31 | 4023.7429 | 4946.1694 | 64032.7734 | 4303.0923 | 1 | 0.83786
1967-04-30 | 2518.6184 | 5815.3247 | 60635.7383 | 4483.9116 | 1 | 0.9078
1967-05-31 | 3307.4092 | 6176.7739 | 63669.5703 | 4533.1001 | 1 | 1
1967-06-30 | 3000 | 6680 | 57663.1523 | 4563.8862 | 1 | 1
1967-07-31 | 4600 | 6680 | 31949.7598 | 4600 | 1 | 1
1967-08-31 | 4571.209 | 6680 | 19558.9023 | 4571.209 | 1 | 1
1967-09-30 | 4490.2837 | 6680 | 27126.541 | 4490.2837 | 1 | 1
1967-10-31 | 4388.5894 | 6680 | 20255.9473 | 4388.5894 | 1 | 1
1967-11-30 | 4264.2095 | 5120.4077 | 16994.9961 | 4264.2095 | 1 | 1
1967-12-31 | 4226.5791 | 5536.7471 | 18215.998 | 4226.5791 | 1 | 1
1968-01-31 | 4231.4395 | 5042.959 | 34456.5508 | 4231.4395 | 0.95556 | 1
1968-02-29 | 4251.688 | 5909.8071 | 67195.0625 | 4251.688 | 1 | 1
1968-03-31 | 2902.196 | 5363.4561 | 38012.1289 | 4284.7695 | 0.79136 | 0.65993
1968-04-30 | 1880.6868 | 2272.1448 | 15681.8789 | 4457.4458 | 0.78115 | 0.62148
1968-05-31 | 2092.7419 | 2318.4521 | 16230.3105 | 4494.2393 | 0.78115 | 0.70803
1968-06-30 | 3000 | 5245.458 | 23558.4512 | 4516.0366 | 0.78115 | 0.70803
1968-07-31 | 4403.9419 | 3859.8474 | 19601.6758 | 4559.7188 | 0.78115 | 0.70803
1968-08-31 | 4521.2217 | 4038.418 | 15049.7129 | 4521.2217 | 0.78115 | 0.70803
1968-09-30 | 4463.9238 | 4185.4678 | 13575.875 | 4463.9238 | 0.78115 | 0.70803
1968-10-31 | 4153.8745 | 4575.6265 | 13976.0342 | 4336.8652 | 0.78115 | 0.70803
1968-11-30 | 4247.9131 | 5354.7119 | 15007.584 | 4247.9131 | 0.78115 | 0.70803
1968-12-31 | 4221.3257 | 7063.6934 | 29713.4316 | 4221.3257 | 0.78115 | 0.70803
1969-01-31 | 4225.4927 | 8500 | 129481.3281 | 4225.4985 | 0.60574 | 0.70803
1969-02-28 | 4243.2163 | 7370.187 | 145681.8125 | 4243.2163 | 1 | 0.70803
1969-03-31 | 4312.2515 | 4687.8647 | 73135.1328 | 4312.2515 | 1 | 0.9268
1969-04-30 | 2979.5842 | 4839.0781 | 65576.7344 | 4488.2476 | 1 | 0.95471
1969-05-31 | 3973.8743 | 5807.2188 | 76018.5938 | 4533.1001 | 1 | 1
1969-06-30 | 3000 | 6680 | 49851.7422 | 4563.8862 | 1 | 1
1969-07-31 | 4600 | 6093.168 | 23580.8223 | 4600 | 1 | 1
1969-08-31 | 4571.209 | 6252.1528 | 18249.877 | 4571.209 | 1 | 1
1969-09-30 | 4490.2837 | 6680 | 27381.1094 | 4490.2837 | 1 | 1
1969-10-31 | 4388.5894 | 5383.5059 | 19487.9121 | 4388.5894 | 1 | 1
1969-11-30 | 4264.2095 | 4823.2739 | 17262.4395 | 4264.2095 | 1 | 1
1969-12-31 | 4226.5791 | 4986.7026 | 69767.3906 | 4226.5791 | 1 | 1
1970-01-31 | 4231.4395 | 4948.9619 | 214228.1406 | 4231.4395 | 0.92252 | 1
1970-02-28 | 3538.2253 | 6033.3438 | 86416.75 | 4253.5342 | 1 | 1
1970-03-31 | 2434.4194 | 5444.2627 | 45412.4805 | 4285.5015 | 0.81322 | 0.66704
1970-04-30 | 2203.1316 | 2705.3616 | 17181.2051 | 4457.4458 | 0.93038 | 0.62148
1970-05-31 | 1500 | 2777.248 | 18674.002 | 4492.4927 | 0.93038 | 0.69491
1970-06-30 | 2650 | 4906.2295 | 21589.2266 | 4513.8862 | 0.93038 | 0.69491
1970-07-31 | 2686.8586 | 6680 | 26255.4531 | 4556.7593 | 0.93038 | 0.69491
1970-08-31 | 4518.9751 | 3973.6589 | 15742.4102 | 4518.9751 | 0.93038 | 0.69491
1970-09-30 | 4462.7393 | 3005.2451 | 12466.6797 | 4462.7393 | 0.93038 | 0.69491
1970-10-31 | 4334.541 | 4719.4062 | 14252.4785 | 4334.541 | 0.93038 | 0.69491
1970-11-30 | 4247.1807 | 6680 | 26373.2539 | 4247.1807 | 0.93038 | 0.69491
1970-12-31 | 4221.0898 | 7090.5259 | 66516.875 | 4221.0898 | 0.93038 | 0.69491
1971-01-31 | 4225.2314 | 7524.5571 | 56954.4805 | 4225.2314 | 1 | 0.69491
1971-02-28 | 4242.7524 | 4780.9541 | 25782.0195 | 4242.7524 | 1 | 0.69491
1971-03-31 | 4269.7896 | 7135.1782 | 54474.0547 | 4269.7896 | 1 | 0.51447
1971-04-30 | 2546.6667 | 3997.3599 | 29308.9395 | 4449.4805 | 1 | 0.5353
1971-05-31 | 1045.2107 | 4679.5605 | 34628.375 | 4478.1685 | 1 | 0.58729
1971-06-30 | 3000 | 5421.1763 | 24060.5039 | 4496.249 | 1 | 0.58729
1971-07-31 | 3781.896 | 6575.3398 | 26317.457 | 4532.4824 | 1 | 0.58729
1971-08-31 | 4500.5498 | 6680 | 18304.0234 | 4500.5498 | 1 | 0.58729
1971-09-30 | 4448.1104 | 6680 | 21547.3965 | 4448.1104 | 1 | 0.58729
1971-10-31 | 4315.4756 | 6680 | 16916.1172 | 4315.4756 | 1 | 0.58729
1971-11-30 | 4241.1738 | 4486.249 | 14106.5332 | 4241.1743 | 1 | 0.58729
1971-12-31 | 4219.1533 | 7062.6914 | 20137.7051 | 4219.1533 | 1 | 0.58729
1972-01-31 | 4223.042 | 7246.7339 | 19954.7949 | 4223.042 | 0.89255 | 0.58729
1972-02-29 | 4237.606 | 5464.6118 | 26222.2109 | 4237.6064 | 0.93123 | 0.58729
1972-03-31 | 4277.4575 | 5497.9194 | 39101.7617 | 4277.4575 | 0.82136 | 0.58893
1972-04-30 | 1678.9061 | 2194.8901 | 15660.0762 | 4456.4238 | 0.67008 | 0.61042
1972-05-31 | 1820.6552 | 2232.6951 | 15736.3877 | 4482.6206 | 0.67008 | 0.62074
1972-06-30 | 3000 | 4623.0508 | 21780.1465 | 4501.731 | 0.67008 | 0.62074
1972-07-31 | 4497.2285 | 2120.554 | 17745.0449 | 4540.0273 | 0.67008 | 0.62074
1972-08-31 | 3789.7922 | 3437.1531 | 14501.0879 | 4506.2764 | 0.67008 | 0.62074
1972-09-30 | 4035.4175 | 4104.6191 | 12629.5986 | 4456.043 | 0.67008 | 0.62074
1972-10-31 | 3664.5801 | 5813.5254 | 14581.7012 | 4321.4014 | 0.67008 | 0.62074
1972-11-30 | 4243.041 | 6680 | 25734.5039 | 4243.041 | 0.67008 | 0.62074
1972-12-31 | 4219.7554 | 7046.6904 | 32697.4492 | 4219.7554 | 0.67008 | 0.62074
1973-01-31 | 4223.7222 | 7419.8394 | 88931.5078 | 4223.7222 | 0.72983 | 0.62074
1973-02-28 | 4240.1313 | 5967.3232 | 96133.9297 | 4240.1313 | 1 | 0.62074
1973-03-31 | 4271.8066 | 5729.6665 | 62814.7422 | 4271.8066 | 1 | 0.53406
1973-04-30 | 2412.3967 | 3309.1658 | 22192.6133 | 4451.3237 | 1 | 0.55525
1973-05-31 | 1125 | 3291.9675 | 22636.5605 | 4482.3555 | 1 | 0.61875
1973-06-30 | 2562.5 | 4111.4102 | 20405.1074 | 4501.4043 | 1 | 0.61875
1973-07-31 | 3055.7317 | 6680 | 25970.791 | 4539.5781 | 1 | 0.61875
1973-08-31 | 4505.9355 | 5826.7954 | 17490.2129 | 4505.9355 | 1 | 0.61875
1973-09-30 | 4455.8628 | 5742.6724 | 15690.0547 | 4455.8628 | 1 | 0.61875
1973-10-31 | 4321.0483 | 6680 | 16924.6914 | 4321.0483 | 1 | 0.61875
1973-11-30 | 4242.9297 | 6680 | 67987.0234 | 4242.9297 | 1 | 0.61875
1973-12-31 | 4219.7192 | 7506.0913 | 77851.0703 | 4219.7192 | 1 | 0.61875
1974-01-31 | 4223.6816 | 8500 | 139524.7812 | 4223.6816 | 1 | 0.61875
1974-02-28 | 4240.061 | 5988.9023 | 47115.1641 | 4240.061 | 1 | 0.61875
1974-03-31 | 3329.4685 | 5755.6094 | 116521.8594 | 4287.9419 | 1 | 0.69074
1974-04-30 | 2946.6667 | 4813.3867 | 72463.0859 | 4463.1719 | 1 | 0.68343
1974-05-31 | 1500 | 4186.624 | 28646.082 | 4505.9707 | 1 | 0.79617
1974-06-30 | 2650 | 5480.3052 | 26841.1328 | 4530.4819 | 1 | 0.79617
1974-07-31 | 4579.6021 | 6679.9995 | 25189.1172 | 4579.6021 | 1 | 0.79617
1974-08-31 | 4536.3125 | 6680 | 18723.7832 | 4536.3125 | 1 | 0.79617
1974-09-30 | 4471.8818 | 6680 | 24673.8262 | 4471.8818 | 1 | 0.79617
1974-10-31 | 4352.4805 | 6680 | 18293.127 | 4352.4805 | 1 | 0.79617
1974-11-30 | 4252.833 | 6379.8496 | 16357.9736 | 4252.833 | 1 | 0.79617
1974-12-31 | 4222.9116 | 6178.5063 | 19897.1738 | 4222.9116 | 1 | 0.79617
1975-01-31 | 4227.292 | 5027.5649 | 19866.8242 | 4227.292 | 0.92733 | 0.79617
1975-02-28 | 4246.3311 | 5778.105 | 73225.4453 | 4246.3311 | 0.83526 | 0.79617
1975-03-31 | 4273.3306 | 5577.8975 | 95141.4609 | 4273.3306 | 0.86989 | 0.54886
1975-04-30 | 2546.6667 | 4364.5713 | 30523.0078 | 4452.7085 | 0.99703 | 0.57023
1975-05-31 | 1156.5652 | 4546.6113 | 35800.4766 | 4482.9077 | 1 | 0.6229
1975-06-30 | 3000 | 6680 | 32470.9961 | 4502.0845 | 1 | 0.6229
1975-07-31 | 4540.5142 | 6680 | 23556.166 | 4540.5142 | 1 | 0.6229
1975-08-31 | 4506.646 | 6680 | 18526.9238 | 4506.646 | 1 | 0.6229
1975-09-30 | 4456.2378 | 6680 | 23454.3848 | 4456.2378 | 1 | 0.6229
1975-10-31 | 4321.7832 | 6680 | 20670.4883 | 4321.7832 | 1 | 0.6229
1975-11-30 | 4243.1616 | 6680 | 19356.1094 | 4243.1616 | 1 | 0.6229
1975-12-31 | 4219.7939 | 6340.9351 | 17939.3281 | 4219.7939 | 1 | 0.6229
1976-01-31 | 4223.7661 | 4875.5962 | 15788.1826 | 4223.7661 | 0.79738 | 0.6229
1976-02-29 | 3220.218 | 3670.7271 | 17036.4199 | 4238.8213 | 0.70631 | 0.6229
1976-03-31 | 2962.2935 | 4163.4556 | 20359.2832 | 4238.3818 | 0.69069 | 0.20949
1976-04-30 | 1382.6086 | 1741.7941 | 12031.9434 | 4314.6948 | 0.61975 | 0.20949
1976-05-31 | 800 | 1575.67 | 9967.3574 | 4366.272 | 0.61975 | 0.20949
1976-06-30 | 1067.4202 | 1447.2189 | 11491.2217 | 4415.1108 | 0.61975 | 0.20949
1976-07-31 | 2824.8152 | 3748.7871 | 15451.8369 | 4447.2578 | 0.61975 | 0.20949
1976-08-31 | 800 | 2969.5044 | 10013.7139 | 4415.981 | 0.61975 | 0.20949
1976-09-30 | 1527.2322 | 3205.5618 | 9380.8682 | 4300.5034 | 0.61975 | 0.20949
1976-10-31 | 2385.1602 | 3659.958 | 11608 | 4248.5464 | 0.61975 | 0.20949
1976-11-30 | 3642.8887 | 2482.9663 | 10618.0879 | 4220.0874 | 0.61975 | 0.20949
1976-12-31 | 2046.1093 | 3135.5432 | 13236.082 | 4212.356 | 0.61975 | 0.20949
1977-01-31 | 3891.5674 | 2493.0801 | 10951.6934 | 4215.3545 | 0.039757 | 0.20949
1977-02-28 | 3297.072 | 601.7735 | 22297.0156 | 4225.5981 | 0.039849 | 0.20949
1977-03-31 | 1424.8379 | 1424.8379 | 8141.9312 | 4232.3984 | 0.039163 | 0.15139
1977-04-30 | 800 | 300 | 10594.2285 | 4289.3525 | 0.15471 | 0.15139
1977-05-31 | 800 | 300 | 7027.1025 | 4329.3354 | 0.15986 | 0.15139
1977-06-30 | 800 | 1042.8771 | 10975.835 | 4369.7637 | 0.15986 | 0.15139
1977-07-31 | 600 | 300 | 10111.5674 | 4421.5957 | 0.15986 | 0.15139
1977-08-31 | 3086.7144 | 300 | 10213.8037 | 4369.2715 | 0.15986 | 0.15139
1977-09-30 | 2596.3 | 1639.1808 | 8833.1602 | 4277.8027 | 0.15986 | 0.15139
1977-10-31 | 3429.9941 | 619.3336 | 8942.0977 | 4238.2529 | 0.15986 | 0.15139
1977-11-30 | 1358.0931 | 2450.7097 | 8362.4854 | 4216.8442 | 0.15986 | 0.15139
1977-12-31 | 3274.1992 | 6954.6982 | 19148.0625 | 4211.3105 | 0.15986 | 0.15139
1978-01-31 | 4214.1719 | 7680.0981 | 69723.7578 | 4214.1719 | 0.043797 | 0.15139
1978-02-28 | 4223.5444 | 8392.0225 | 67583.3203 | 4223.5449 | 0.72284 | 0.15139
1978-03-31 | 4292.2866 | 5467.4482 | 77448.4609 | 4292.2905 | 1 | 0.73297
1978-04-30 | 3190.3826 | 4897.2651 | 51733.0156 | 4469.731 | 1 | 0.75439
1978-05-31 | 3088.3425 | 5083.4468 | 31906.6914 | 4530.0254 | 1 | 0.9769
1978-06-30 | 3000 | 4559.9624 | 26057.3223 | 4560.1006 | 1 | 0.9769
1978-07-31 | 4600 | 6680 | 24067.1953 | 4600 | 1 | 0.9769
1978-08-31 | 4567.2544 | 2568.0435 | 14304.6631 | 4567.2544 | 1 | 0.9769
1978-09-30 | 4488.1982 | 6680 | 17375.2988 | 4488.1982 | 1 | 0.9769
1978-10-31 | 4384.4971 | 4731.4404 | 14763.3516 | 4384.4971 | 1 | 0.9769
1978-11-30 | 4262.9199 | 4967.1167 | 14531.6279 | 4262.9199 | 1 | 0.9769
1978-12-31 | 4226.1631 | 3616.9609 | 14614.4092 | 4226.1631 | 1 | 0.9769
1979-01-31 | 4230.9697 | 8061.8945 | 26968.707 | 4230.9697 | 0.65289 | 0.9769
1979-02-28 | 4252.7178 | 5528.9189 | 53487.4102 | 4252.7178 | 0.81234 | 0.9769
1979-03-31 | 4276.896 | 5304.3643 | 41692.0703 | 4276.896 | 0.81611 | 0.58348
1979-04-30 | 2280.3708 | 3475.271 | 23024.9512 | 4457.6274 | 0.85042 | 0.62344
1979-05-31 | 2595.0874 | 4317.8169 | 24673.2402 | 4495.9492 | 0.85042 | 0.72088
1979-06-30 | 3000 | 4697.7773 | 21993.6504 | 4518.1426 | 0.85042 | 0.72088
1979-07-31 | 4562.6172 | 4504.6621 | 20546.4277 | 4562.6172 | 0.85042 | 0.72088
1979-08-31 | 4393.6587 | 3691.6843 | 15040.2783 | 4523.4214 | 0.85042 | 0.72088
1979-09-30 | 4465.084 | 4995.0835 | 14554.1045 | 4465.084 | 0.85042 | 0.72088
1979-10-31 | 4339.1406 | 5212.0781 | 14694.1836 | 4339.1416 | 0.85042 | 0.72088
1979-11-30 | 4248.6304 | 6680 | 18787.5293 | 4248.6304 | 0.85042 | 0.72088
1979-12-31 | 4221.5571 | 7092.6021 | 28198.7812 | 4221.5571 | 0.85042 | 0.72088
1980-01-31 | 4225.7568 | 8500 | 119106.9609 | 4225.7603 | 0.77154 | 0.72088
1980-02-29 | 4242.1626 | 5271.6523 | 142174.7656 | 4242.1646 | 0.86738 | 0.72088
1980-03-31 | 3342.7944 | 4797.522 | 68008.9062 | 4296.6128 | 0.90791 | 0.77494
1980-04-30 | 2234.9292 | 4655.4634 | 25220.4688 | 4469.6523 | 0.89948 | 0.75354
1980-05-31 | 1500 | 3991.7668 | 22421.541 | 4510.9907 | 0.89948 | 0.83389
1980-06-30 | 2650 | 4120.6519 | 24735.1855 | 4536.6631 | 0.89948 | 0.83389
1980-07-31 | 4588.1104 | 5184.1128 | 22102 | 4588.1104 | 0.89948 | 0.83389
1980-08-31 | 4542.7695 | 5193.4604 | 16816.1875 | 4542.7695 | 0.89948 | 0.83389
1980-09-30 | 4475.2866 | 6222.4688 | 16458.0859 | 4475.2866 | 0.89948 | 0.83389
1980-10-31 | 4359.1621 | 5143.5542 | 14960.8457 | 4359.1621 | 0.89948 | 0.83389
1980-11-30 | 4254.938 | 3148.6147 | 12963.6602 | 4254.938 | 0.89948 | 0.83389
1980-12-31 | 4223.5903 | 5857.1812 | 16600.6973 | 4223.5903 | 0.89948 | 0.83389
1981-01-31 | 4228.0596 | 7485.4453 | 31476.709 | 4228.0596 | 0.78135 | 0.83389
1981-02-28 | 4247.6641 | 5984.8076 | 31323.0352 | 4247.6641 | 0.86682 | 0.83389
1981-03-31 | 4236.2974 | 5332.3003 | 33527.5352 | 4278.7275 | 0.77857 | 0.60126
1981-04-30 | 2153.8989 | 2535.24 | 19027.334 | 4457.4458 | 0.79537 | 0.62148
1981-05-31 | 2092.7419 | 2206.3066 | 14335.7256 | 4496.0176 | 0.79537 | 0.7214
1981-06-30 | 3000 | 4537.1187 | 21534.625 | 4518.2266 | 0.79537 | 0.7214
1981-07-31 | 4562.7334 | 3890.7539 | 18148.8633 | 4562.7334 | 0.79537 | 0.7214
1981-08-31 | 4424.6313 | 4745.9565 | 17457.2676 | 4523.5098 | 0.79537 | 0.7214
1981-09-30 | 4465.1304 | 2562.5703 | 11749.376 | 4465.1304 | 0.79537 | 0.7214
1981-10-31 | 4339.2329 | 5073.5659 | 14481.2295 | 4339.2329 | 0.79537 | 0.7214
1981-11-30 | 4248.6592 | 6680 | 38339 | 4248.6592 | 0.79537 | 0.7214
1981-12-31 | 4221.5659 | 7084.9102 | 102864.0859 | 4221.5659 | 0.79537 | 0.7214
1982-01-31 | 4225.7705 | 7775.2002 | 75217.1328 | 4225.7705 | 1 | 0.7214
1982-02-28 | 4243.6875 | 8493.8164 | 116661.4922 | 4243.6885 | 1 | 0.7214
1982-03-31 | 4207.2905 | 5588.9517 | 91923.9844 | 4293.7148 | 1 | 0.7468
1982-04-30 | 2370.5029 | 5699.0186 | 149838.4531 | 4476.1035 | 1 | 0.82333
1982-05-31 | 3749.2549 | 6176.7739 | 54106.6016 | 4533.1001 | 1 | 1
1982-06-30 | 3000 | 6680 | 33788.8242 | 4563.8862 | 1 | 1
1982-07-31 | 4600 | 6680 | 23685.1758 | 4600 | 1 | 1
1982-08-31 | 4571.209 | 6680 | 19502.3945 | 4571.209 | 1 | 1
1982-09-30 | 4490.2837 | 6680 | 30874.4414 | 4490.2837 | 1 | 1
1982-10-31 | 4388.5894 | 6680 | 29996.7988 | 4388.5894 | 1 | 1
1982-11-30 | 4264.2095 | 5044.8403 | 51929.6562 | 4264.2095 | 1 | 1
1982-12-31 | 4226.5791 | 5291.897 | 91648.0938 | 4226.5791 | 1 | 1
1983-01-31 | 4231.4395 | 3972.7217 | 115480.5078 | 4231.4395 | 1 | 1
1983-02-28 | 4253.5288 | 4348.9873 | 186247.6875 | 4253.5342 | 1 | 1
1983-03-31 | 3334.4348 | 3970.1577 | 272440.875 | 4319.79 | 1 | 1
1983-04-30 | 2731.4675 | 4209.5146 | 88097.2578 | 4492.4341 | 1 | 1
1983-05-31 | 3964.2856 | 4246.771 | 90353.9453 | 4533.1001 | 1 | 1
1983-06-30 | 3000 | 5374.9507 | 85645.8047 | 4563.8862 | 1 | 1
1983-07-31 | 4600 | 5289.7861 | 49595.7773 | 4600 | 1 | 1
1983-08-31 | 4571.209 | 6680 | 31796.7324 | 4571.209 | 1 | 1
1983-09-30 | 4490.2837 | 6032.0908 | 35946.6562 | 4490.2837 | 1 | 1
1983-10-31 | 4388.5894 | 4644.8203 | 24086.0781 | 4388.5894 | 1 | 1
1983-11-30 | 4264.2095 | 4238.793 | 90646.1797 | 4264.2095 | 1 | 1
1983-12-31 | 3577.814 | 4501.0698 | 167114.5469 | 4226.5791 | 1 | 1
1984-01-31 | 1978.9752 | 4654.2861 | 72884.6953 | 4231.4395 | 1 | 1
1984-02-29 | 2662.3726 | 5686.2178 | 46182.2891 | 4251.688 | 1 | 1
1984-03-31 | 2568.3542 | 5769.5522 | 43456.3359 | 4285.9922 | 0.98334 | 0.67181
1984-04-30 | 2033.8546 | 3288.5308 | 20006.3828 | 4457.4458 | 0.93096 | 0.62148
1984-05-31 | 800 | 2968.3369 | 18354.0645 | 4486.3882 | 0.93096 | 0.64905
1984-06-30 | 2475 | 4446.0591 | 19774.4551 | 4506.3701 | 0.93096 | 0.64905
1984-07-31 | 3436.4678 | 6120.7612 | 26413.5391 | 4546.4131 | 0.93096 | 0.64905
1984-08-31 | 4511.123 | 5393.1221 | 16999.25 | 4511.123 | 0.93096 | 0.64905
1984-09-30 | 4458.5986 | 5159.3179 | 14796.7959 | 4458.5986 | 0.93096 | 0.64905
1984-10-31 | 4326.416 | 6680 | 16932.9492 | 4326.416 | 0.93096 | 0.64905
1984-11-30 | 4244.6211 | 6680 | 36778.7695 | 4244.6211 | 0.93096 | 0.64905
1984-12-31 | 4220.2646 | 7059.8252 | 25446.959 | 4220.2646 | 0.93096 | 0.64905
1985-01-31 | 4224.2983 | 7228.0942 | 17619.0664 | 4224.2983 | 0.95689 | 0.64905
1985-02-28 | 4241.1318 | 4823.71 | 20144.0938 | 4241.1318 | 0.98812 | 0.64905
1985-03-31 | 3140.5435 | 3690.0713 | 19516.043 | 4272.104 | 1 | 0.53695
1985-04-30 | 1733.6667 | 2366.4995 | 16330.6143 | 4444.9497 | 1 | 0.50814
1985-05-31 | 1911.2903 | 2406.7214 | 15932.9365 | 4476.8555 | 1 | 0.57743
1985-06-30 | 3000 | 4592.2534 | 21692.1523 | 4494.6323 | 1 | 0.57743
1985-07-31 | 4530.2563 | 6680 | 20729.6973 | 4530.2563 | 1 | 0.57743
1985-08-31 | 3767.6006 | 4679.3979 | 15971.2607 | 4498.8608 | 1 | 0.57743
1985-09-30 | 4444.2554 | 4664.9019 | 14014.0889 | 4444.2554 | 1 | 0.57743
1985-10-31 | 4313.7266 | 4474.6582 | 14012.957 | 4313.7275 | 1 | 0.57743
1985-11-30 | 4240.6226 | 5176.125 | 14487.3047 | 4240.6235 | 1 | 0.57743
1985-12-31 | 4218.9756 | 6457.2749 | 18775.7832 | 4218.9756 | 1 | 0.57743
1986-01-31 | 4222.8408 | 7324.5259 | 26926.2168 | 4222.8408 | 0.10149 | 0.57743
1986-02-28 | 4238.6006 | 8500 | 227632.4531 | 4238.6006 | 0.34882 | 0.57743
1986-03-31 | 3191.0002 | 5636.8018 | 158910.5156 | 4278.084 | 1 | 0.59502
1986-04-30 | 2113.7024 | 5693.9517 | 31260.127 | 4464.6265 | 0.827 | 0.69916
1986-05-31 | 2786.887 | 5577.1724 | 25180.0859 | 4493.0586 | 0.827 | 0.69916
1986-06-30 | 2786.887 | 2716.3723 | 21470.3223 | 4514.583 | 0.827 | 0.69916
1986-07-31 | 4557.7183 | 6383.4561 | 24365.6914 | 4557.7183 | 0.827 | 0.69916
1986-08-31 | 4519.7031 | 2050.4634 | 13785.2578 | 4519.7031 | 0.827 | 0.69916
1986-09-30 | 4463.123 | 6680 | 17758.2188 | 4463.123 | 0.827 | 0.69916
1986-10-31 | 4335.2939 | 5594.4751 | 15500.668 | 4335.2939 | 0.827 | 0.69916
1986-11-30 | 4247.418 | 3986.1738 | 13779.4746 | 4247.418 | 0.827 | 0.69916
1986-12-31 | 4221.166 | 4272.9707 | 14361.0947 | 4221.166 | 0.827 | 0.69916
1987-01-31 | 4132.2388 | 5071.5713 | 15617.4395 | 4225.3179 | 0.4845 | 0.69916
1987-02-28 | 2316.1985 | 4861.7607 | 25087.8223 | 4242.9028 | 0.55548 | 0.69916
1987-03-31 | 1891.4419 | 6436.3291 | 28531.9824 | 4238.8882 | 0.55543 | 0.21441
1987-04-30 | 1348.027 | 1271.5829 | 11608.4941 | 4420.1855 | 0.6906 | 0.45136
1987-05-31 | 800 | 798.9588 | 14481.4805 | 4460.0762 | 0.6906 | 0.45136
1987-06-30 | 2764.9968 | 3455.0713 | 17771.623 | 4473.9717 | 0.6906 | 0.45136
1987-07-31 | 4368.6792 | 4932.5122 | 18820.5605 | 4501.8184 | 0.6906 | 0.45136
1987-08-31 | 1298.2271 | 4131.6924 | 11975.3975 | 4477.2769 | 0.6906 | 0.45136
1987-09-30 | 3252.9421 | 2507.5869 | 10830.25 | 4395.001 | 0.6906 | 0.45136
1987-10-31 | 3726.5371 | 2773.8989 | 12593.6514 | 4291.3945 | 0.6906 | 0.45136
1987-11-30 | 3637.2158 | 2064.1711 | 11130.5713 | 4233.5869 | 0.6906 | 0.45136
1987-12-31 | 4216.7075 | 6990.2241 | 20427.8203 | 4216.7075 | 0.6906 | 0.45136
1988-01-31 | 4220.2759 | 7229.9766 | 31482.4785 | 4220.2759 | 0.060789 | 0.45136
1988-02-29 | 800 | 2364.8015 | 12718.6758 | 4232.9683 | 0.27793 | 0.45136
1988-03-31 | 800 | 1343.6379 | 10154.0439 | 4233.5742 | 0.1684 | 0.16281
1988-04-30 | 1478.1343 | 1587.9 | 13201.6445 | 4294.333 | 0.23164 | 0.16281
1988-05-31 | 926.1041 | 300 | 10845.0059 | 4336.5947 | 0.27091 | 0.16281
1988-06-30 | 1863.8619 | 300 | 13415.4629 | 4378.6758 | 0.27091 | 0.16281
1988-07-31 | 3023.2578 | 300 | 12384.3945 | 4433.998 | 0.27091 | 0.16281
1988-08-31 | 2772.5393 | 889.1495 | 10262.4482 | 4378.4512 | 0.27091 | 0.16281
1988-09-30 | 3095.3384 | 1812.4672 | 10018.3135 | 4282.2642 | 0.27091 | 0.16281
1988-10-31 | 2749.8828 | 1315.6339 | 10063.0342 | 4240.2759 | 0.27091 | 0.16281
1988-11-30 | 2979.2305 | 3759.4878 | 11088.2646 | 4217.4814 | 0.27091 | 0.16281
1988-12-31 | 3110.2078 | 2219.3713 | 13060.583 | 4211.5161 | 0.27091 | 0.16281
1989-01-31 | 4214.4043 | 5022.3784 | 14210.4355 | 4214.4043 | 0.16686 | 0.16281
1989-02-28 | 800 | 695.3813 | 10443.5166 | 4223.9487 | 0.23933 | 0.16281
1989-03-31 | 4216.8076 | 6970.6948 | 61119.3789 | 4216.8076 | 0.19133 | 0
1989-04-30 | 2328.0212 | 2457.8708 | 23608.4258 | 4405.3706 | 0.89304 | 0.41739
1989-05-31 | 800 | 1794.4535 | 15041.6797 | 4457.3276 | 0.89304 | 0.43071
1989-06-30 | 2948.7837 | 4232.5308 | 20518.041 | 4470.5879 | 0.89304 | 0.43071
1989-07-31 | 4497.1602 | 6680 | 21419.3535 | 4497.1606 | 0.89304 | 0.43071
1989-08-31 | 3705.0452 | 6680 | 19125.7402 | 4473.7417 | 0.89304 | 0.43071
1989-09-30 | 3423.0479 | 6135.2783 | 14705.1182 | 4386.9336 | 0.89304 | 0.43071
1989-10-31 | 3911.2273 | 5403.4053 | 14520.4336 | 4287.7363 | 0.89304 | 0.43071
1989-11-30 | 4232.4346 | 2735.8889 | 12405.0127 | 4232.4346 | 0.89304 | 0.43071
1989-12-31 | 4216.3359 | 3544.4675 | 14955.9727 | 4216.3359 | 0.89304 | 0.43071
1990-01-31 | 4219.8555 | 7130.5674 | 19480.5625 | 4219.8555 | 0.041701 | 0.43071
1990-02-28 | 1289.5392 | 1989.9587 | 14597.1328 | 4233.416 | 0.080329 | 0.43071
1990-03-31 | 2420.3975 | 2420.3975 | 13830.8428 | 4226.2598 | 0.10251 | 0.091784
1990-04-30 | 1176.1172 | 300 | 11979.8564 | 4263.3555 | 0.19375 | 0.091784
1990-05-31 | 1206.3218 | 1206.3218 | 8546.498 | 4291.4438 | 0.2009 | 0.091784
1990-06-30 | 2475 | 300 | 11356.7441 | 4323.2437 | 0.2009 | 0.091784
1990-07-31 | 2172.5076 | 300 | 11539.8467 | 4356.8555 | 0.2009 | 0.091784
1990-08-31 | 1112.2284 | 387.7716 | 9378.3848 | 4321.353 | 0.2009 | 0.091784
1990-09-30 | 1299.579 | 3060.7014 | 9417.543 | 4254.5146 | 0.2009 | 0.091784
1990-10-31 | 2364.8867 | 2066.1543 | 9414.4873 | 4227.6934 | 0.2009 | 0.091784
1990-11-30 | 3079.812 | 1016.3849 | 8999.8613 | 4213.5171 | 0.2009 | 0.091784
1990-12-31 | 3077.2217 | 432.5841 | 9541.9805 | 4210.2378 | 0.2009 | 0.091784
1991-01-31 | 1480.0607 | 1078.7874 | 7254.5059 | 4212.959 | 0.042265 | 0.091784
1991-02-28 | 1025.6121 | 977.5799 | 10014.0469 | 4221.4385 | 0.042142 | 0.091784
1991-03-31 | 4240.0234 | 7055.6709 | 34253.4805 | 4240.0234 | 0.042072 | 0.22543
1991-04-30 | 1553.6456 | 1574.8331 | 14126.2734 | 4349.4219 | 0.26888 | 0.28911
1991-05-31 | 1265.97 | 1265.97 | 9563.8027 | 4416.8872 | 0.30662 | 0.28911
1991-06-30 | 3000 | 300 | 10905.4883 | 4447.3818 | 0.30662 | 0.28911
1991-07-31 | 3214.7029 | 300 | 12522.54 | 4465.2188 | 0.30662 | 0.28911
1991-08-31 | 1006.6057 | 493.3947 | 9340.1621 | 4449.499 | 0.30662 | 0.28911
1991-09-30 | 2819.9446 | 2236.4468 | 10244.2061 | 4331.6118 | 0.30662 | 0.28911
1991-10-31 | 2750.8279 | 1640.681 | 9065.998 | 4262.6519 | 0.30662 | 0.28911
1991-11-30 | 2306.5549 | 1629.4344 | 8779.2334 | 4224.5312 | 0.30662 | 0.28911
1991-12-31 | 2312.7249 | 1261.5466 | 9703.3291 | 4213.7886 | 0.30662 | 0.28911
1992-01-31 | 3340.6484 | 3044.6104 | 10872.6982 | 4216.9746 | 0.042123 | 0.28911
1992-02-29 | 4227.4321 | 7455.3105 | 34831.3008 | 4227.4321 | 0.042429 | 0.28911
1992-03-31 | 3884.5596 | 3884.5596 | 22197.4844 | 4251.8062 | 0.21049 | 0.33985
1992-04-30 | 827.2225 | 1424.6821 | 12547.1289 | 4446.8218 | 0.31541 | 0.51243
1992-05-31 | 1388.9209 | 300 | 11359.4824 | 4468.2046 | 0.35221 | 0.51243
1992-06-30 | 3000 | 300 | 14694.9375 | 4483.9805 | 0.35221 | 0.51243
1992-07-31 | 1474.1689 | 300 | 10312.625 | 4515.5947 | 0.35221 | 0.51243
1992-08-31 | 2088.8096 | 2987.3291 | 11497.9561 | 4487.7329 | 0.35221 | 0.51243
1992-09-30 | 1793.8223 | 1853.385 | 9095.0576 | 4418.8618 | 0.35221 | 0.51243
1992-10-31 | 2863.1357 | 1156.3485 | 8809.6494 | 4302.2134 | 0.35221 | 0.51243
1992-11-30 | 2549.9258 | 1016.6434 | 8552.4082 | 4236.9956 | 0.35221 | 0.51243
1992-12-31 | 4217.8062 | 5952.3276 | 17437.2383 | 4217.8062 | 0.35221 | 0.51243
1993-01-31 | 4221.5186 | 8240.9707 | 66529.8281 | 4221.5186 | 0.099788 | 0.51243
1993-02-28 | 4236.3037 | 7867.7842 | 63694.4336 | 4236.3037 | 0.97605 | 0.51243
1993-03-31 | 4264.3721 | 5852.5249 | 48496.6289 | 4264.3721 | 1 | 0.46187
1993-04-30 | 2546.6667 | 3985.5649 | 44314.3125 | 4433.9121 | 1 | 0.48283
1993-05-31 | 800 | 4235.1182 | 36395.875 | 4479.3008 | 1 | 0.5958
1993-06-30 | 2475 | 6680 | 34089.582 | 4497.6431 | 1 | 0.5958
1993-07-31 | 4534.4014 | 6680 | 23743.0469 | 4534.4014 | 1 | 0.5958
1993-08-31 | 4356.0503 | 5388.9302 | 16914.3457 | 4502.0063 | 1 | 0.5958
1993-09-30 | 4451.4336 | 6680 | 17841.1699 | 4451.4336 | 1 | 0.5958
1993-10-31 | 4316.9829 | 4695.2158 | 14394.6787 | 4316.9829 | 1 | 0.5958
1993-11-30 | 4241.6489 | 3734.082 | 13266.7451 | 4241.6489 | 1 | 0.5958
1993-12-31 | 4219.3062 | 4804.6348 | 16647.4453 | 4219.3062 | 1 | 0.5958
1994-01-31 | 4223.2148 | 5194.9834 | 14489.5361 | 4223.2148 | 0.68821 | 0.5958
1994-02-28 | 2857.0928 | 7397.6367 | 23839.0898 | 4239.25 | 0.72094 | 0.5958
1994-03-31 | 1548.6248 | 679.8016 | 14049.75 | 4300.4121 | 0.86754 | 0.81183
1994-04-30 | 1546.1455 | 1558.1613 | 14034.4355 | 4465.7295 | 0.78391 | 0.7111
1994-05-31 | 1601.2375 | 1601.2374 | 12169.9805 | 4495.0879 | 0.78391 | 0.71441
1994-06-30 | 2959.6306 | 2959.6306 | 16912.1758 | 4517.0815 | 0.78391 | 0.71441
1994-07-31 | 4561.1572 | 6680 | 20189.873 | 4561.1572 | 0.78391 | 0.71441
1994-08-31 | 4514.8828 | 6680 | 21432.0332 | 4522.3135 | 0.78391 | 0.71441
1994-09-30 | 2454.7781 | 3381.177 | 10912.1318 | 4464.4995 | 0.78391 | 0.71441
1994-10-31 | 3479.3599 | 2808.8125 | 11456.2617 | 4337.9951 | 0.78391 | 0.71441
1994-11-30 | 4070.0745 | 2101.1655 | 10785.6943 | 4248.269 | 0.78391 | 0.71441
1994-12-31 | 4221.4399 | 6084.2378 | 19909.9844 | 4221.4404 | 0.78391 | 0.71441
1995-01-31 | 4225.6284 | 7911.3745 | 118377.7812 | 4225.6284 | 0.042836 | 0.71441
1995-02-28 | 4243.4414 | 8088.6582 | 61790.6797 | 4243.4414 | 1 | 0.71441
1995-03-31 | 4298.4712 | 7560.645 | 221840.125 | 4298.4771 | 0.94438 | 0.79304
1995-04-30 | 3293.9338 | 5938.4072 | 72346.6172 | 4478.5508 | 1 | 0.8498
1995-05-31 | 3958.7947 | 6176.7739 | 97357.2266 | 4533.1001 | 1 | 1
1995-06-30 | 3000 | 6680 | 54988.0352 | 4563.8862 | 1 | 1
1995-07-31 | 4600 | 6680 | 39201.1719 | 4600 | 1 | 1
1995-08-31 | 4571.209 | 6680 | 22532.5312 | 4571.209 | 1 | 1
1995-09-30 | 4490.2837 | 6680 | 26732.8027 | 4490.2837 | 1 | 1
1995-10-31 | 4388.5894 | 6680 | 18163.0293 | 4388.5894 | 1 | 1
1995-11-30 | 4264.2095 | 5028.5239 | 14863.0254 | 4264.2095 | 1 | 1
1995-12-31 | 4226.5791 | 5726.3433 | 31415.2695 | 4226.5791 | 1 | 1
1996-01-31 | 4231.4395 | 5004.6489 | 52113.875 | 4231.4395 | 0.93066 | 1
1996-02-29 | 3915.4248 | 5681.5269 | 134273 | 4251.688 | 0.93232 | 1
1996-03-31 | 1587.1128 | 5536.2671 | 81317.4922 | 4290.9961 | 0.86502 | 0.7204
1996-04-30 | 2946.6667 | 4911.999 | 48444.7383 | 4461.9639 | 0.83689 | 0.67036
1996-05-31 | 1500 | 5379.7993 | 53207.3867 | 4503.9897 | 0.85509 | 0.78129
1996-06-30 | 2650 | 3932.1399 | 22469.3711 | 4528.0425 | 0.85509 | 0.78129
1996-07-31 | 4208.0957 | 5839.8716 | 25966.0996 | 4576.2441 | 0.85509 | 0.78129
1996-08-31 | 4533.7637 | 4373.7603 | 16312.3975 | 4533.7637 | 0.85509 | 0.78129
1996-09-30 | 4470.5376 | 6680 | 21857.873 | 4470.5376 | 0.85509 | 0.78129
1996-10-31 | 4349.8433 | 3656.7292 | 13124.8389 | 4349.8433 | 0.85509 | 0.78129
1996-11-30 | 4252.002 | 6680 | 21066.0332 | 4252.002 | 0.85509 | 0.78129
1996-12-31 | 4222.6436 | 7678.0645 | 129007.0156 | 4222.6436 | 0.85509 | 0.78129
1997-01-31 | 4226.9893 | 4946.7725 | 270628.9062 | 4226.9893 | 1 | 0.78129
1997-02-28 | 4245.8013 | 5849.3916 | 86416.5703 | 4245.8052 | 1 | 0.78129
1997-03-31 | 4273.5005 | 5111.1152 | 32267.3457 | 4273.5005 | 0.72931 | 0.55051
1997-04-30 | 2200.1323 | 3054.5276 | 22042.4375 | 4454.8691 | 0.68644 | 0.5936
1997-05-31 | 800 | 2956.8069 | 18196.957 | 4483.623 | 0.68644 | 0.62827
1997-06-30 | 2475 | 3508.3618 | 17450.2422 | 4502.9653 | 0.68644 | 0.62827
1997-07-31 | 2434.3459 | 3169.9417 | 20645.123 | 4541.7266 | 0.68644 | 0.62827
1997-08-31 | 4507.5664 | 3441.8071 | 14938.3174 | 4507.5664 | 0.68644 | 0.62827
1997-09-30 | 4456.7227 | 4498.3081 | 13840.9482 | 4456.7231 | 0.68644 | 0.62827
1997-10-31 | 4255.4604 | 3741.2 | 13280.2969 | 4322.7358 | 0.68644 | 0.62827
1997-11-30 | 4243.4614 | 5902.77 | 15609.5879 | 4243.4614 | 0.68644 | 0.62827
1997-12-31 | 4219.8906 | 7074.5649 | 28490.6934 | 4219.8906 | 0.68644 | 0.62827
1998-01-31 | 4223.8755 | 8092.5371 | 77759.0469 | 4223.8755 | 0.86671 | 0.62827
1998-02-28 | 4240.3936 | 5794.1045 | 235379.25 | 4240.3975 | 1 | 0.62827
1998-03-31 | 3433.0017 | 5571.145 | 94840.625 | 4319.79 | 1 | 1
1998-04-30 | 2739.8054 | 5820.8467 | 68290.0859 | 4492.4092 | 1 | 0.99973
1998-05-31 | 3578.8066 | 6176.7739 | 65181.4922 | 4533.1001 | 1 | 1
1998-06-30 | 3000 | 6680 | 88887.2891 | 4563.8862 | 1 | 1
1998-07-31 | 4600 | 6680 | 43890.5586 | 4600 | 1 | 1
1998-08-31 | 4571.209 | 6680 | 25011.3809 | 4571.209 | 1 | 1
1998-09-30 | 4490.2837 | 6680 | 32898.4062 | 4490.2837 | 1 | 1
1998-10-31 | 4388.5894 | 6680 | 22032.8926 | 4388.5894 | 1 | 1
1998-11-30 | 4264.2095 | 5024.7158 | 32262.9043 | 4264.2095 | 1 | 1
1998-12-31 | 4226.5791 | 5447.5488 | 39987.8477 | 4226.5791 | 1 | 1
1999-01-31 | 4231.4395 | 5029.3218 | 47259.7773 | 4231.4395 | 0.96035 | 1
1999-02-28 | 4253.5342 | 5656.2173 | 103956.125 | 4253.5342 | 0.81196 | 1
1999-03-31 | 2780.0286 | 5815.3604 | 68797.5 | 4285.2944 | 1 | 0.66503
1999-04-30 | 2546.6667 | 4526.4512 | 33344.3789 | 4457.4458 | 0.88701 | 0.62148
1999-05-31 | 800 | 3572.1326 | 25505.7988 | 4489.6621 | 0.88701 | 0.67365
1999-06-30 | 2475 | 3907.0879 | 21146.6973 | 4510.4009 | 0.88701 | 0.67365
1999-07-31 | 4551.9619 | 6502.7461 | 26788.9414 | 4551.9619 | 0.88701 | 0.67365
1999-08-31 | 4515.334 | 4341.1943 | 15856.3252 | 4515.334 | 0.88701 | 0.67365
1999-09-30 | 4460.8193 | 6680 | 20099.2324 | 4460.8193 | 0.88701 | 0.67365
1999-10-31 | 4330.7734 | 4788.7373 | 14584.7803 | 4330.7734 | 0.88701 | 0.67365
1999-11-30 | 4245.9937 | 6567.5117 | 16636.1621 | 4245.9937 | 0.88701 | 0.67365
1999-12-31 | 4220.707 | 5422.6738 | 16177.25 | 4220.707 | 0.88701 | 0.67365
2000-01-31 | 4224.7988 | 7215.2261 | 33646.582 | 4224.7988 | 0.63037 | 0.67365
2000-02-29 | 4240.5527 | 5675.668 | 120462.2969 | 4240.5527 | 0.87522 | 0.67365
2000-03-31 | 4274.7441 | 5895.0513 | 72131.9766 | 4274.7441 | 1 | 0.56258
2000-04-30 | 2787.4131 | 3274.3789 | 24335.6719 | 4455.1729 | 1 | 0.59689
2000-05-31 | 1500 | 3373.9265 | 22860.3301 | 4492.7769 | 1 | 0.69705
2000-06-30 | 2883.0059 | 4378.769 | 20747.9277 | 4514.2363 | 1 | 0.69705
2000-07-31 | 2036.8816 | 5989.2241 | 23538.498 | 4557.2412 | 1 | 0.69705
2000-08-31 | 4519.3408 | 6680 | 18412.6758 | 4519.3408 | 1 | 0.69705
2000-09-30 | 4462.9321 | 4409.7246 | 13650.2422 | 4462.9321 | 1 | 0.69705
2000-10-31 | 4334.9194 | 3987.1436 | 13059.1992 | 4334.9194 | 1 | 0.69705
2000-11-30 | 4247.3003 | 5317.4419 | 15194.0508 | 4247.3003 | 1 | 0.69705
2000-12-31 | 4221.1274 | 4615.5781 | 16539.0762 | 4221.1279 | 1 | 0.69705
2001-01-31 | 4225.2749 | 7477.7188 | 18673.6211 | 4225.2749 | 0.13758 | 0.69705
2001-02-28 | 4242.8281 | 7484.7939 | 27680.6836 | 4242.8281 | 0.25756 | 0.69705
2001-03-31 | 4258.0303 | 4024.5337 | 29445.4551 | 4258.0303 | 0.41091 | 0.40029
2001-04-30 | 1645.9293 | 2128.7085 | 15256.2793 | 4412.9351 | 0.42817 | 0.43474
2001-05-31 | 1911.2903 | 300 | 13161.2139 | 4457.8633 | 0.42817 | 0.43474
2001-06-30 | 2744.5352 | 300 | 14822.6006 | 4471.2471 | 0.42817 | 0.43474
2001-07-31 | 4442.6294 | 370.7041 | 13942.0586 | 4498.0684 | 0.42817 | 0.43474
2001-08-31 | 2668.1187 | 1761.8759 | 11245.4893 | 4474.4307 | 0.42817 | 0.43474
2001-09-30 | 1944.5359 | 3226.4873 | 9927.6533 | 4388.5059 | 0.42817 | 0.43474
2001-10-31 | 4288.4492 | 2017.0231 | 12788.4814 | 4288.4492 | 0.42817 | 0.43474
2001-11-30 | 4232.6592 | 4026.1562 | 13508.8525 | 4232.6592 | 0.42817 | 0.43474
2001-12-31 | 4216.4087 | 7062.8398 | 38195.1523 | 4216.4087 | 0.42817 | 0.43474
2002-01-31 | 4219.9375 | 7498.2739 | 55250.2188 | 4219.9375 | 0.56798 | 0.43474
2002-02-28 | 3115.0669 | 4137.4824 | 20721.5703 | 4233.5581 | 0.80121 | 0.43474
2002-03-31 | 4067.3274 | 3447.8594 | 21471.9629 | 4275.5054 | 0.73238 | 0.56998
2002-04-30 | 1986.1519 | 2180.2568 | 19422.2695 | 4453.8223 | 0.90473 | 0.58228
2002-05-31 | 1911.2903 | 2011.6548 | 14889.2588 | 4480.7729 | 0.90473 | 0.60686
2002-06-30 | 3000 | 3454.4775 | 18441.3652 | 4499.4561 | 0.90473 | 0.60686
2002-07-31 | 4536.8965 | 6680 | 22144.0801 | 4536.8965 | 0.90473 | 0.60686
2002-08-31 | 3924.2461 | 6278.5059 | 18552.248 | 4503.8999 | 0.90473 | 0.60686
2002-09-30 | 4428.1045 | 5783.2539 | 15709.7832 | 4454.7896 | 0.90473 | 0.60686
2002-10-31 | 4318.9419 | 3492.0815 | 13375.9854 | 4318.9419 | 0.90473 | 0.60686
2002-11-30 | 4242.2661 | 6680 | 20527.6055 | 4242.2661 | 0.90473 | 0.60686
2002-12-31 | 4219.5054 | 7020.4229 | 42808.4258 | 4219.5054 | 0.90473 | 0.60686
2003-01-31 | 4223.4399 | 7222.4902 | 59778.5117 | 4223.4399 | 0.72645 | 0.60686
2003-02-28 | 4239.6406 | 5268.4937 | 27166.0996 | 4239.6406 | 0.95295 | 0.60686
2003-03-31 | 4272.7056 | 5300.1182 | 27350.9258 | 4272.7056 | 0.90987 | 0.54279
2003-04-30 | 2546.6667 | 3777.7595 | 30989.0762 | 4452.106 | 1 | 0.56371
2003-05-31 | 1911.2903 | 4334.0557 | 48103.7891 | 4481.9873 | 1 | 0.61598
2003-06-30 | 3000 | 2741.8169 | 16405.1914 | 4500.9507 | 1 | 0.61598
2003-07-31 | 820.1422 | 5756.4248 | 23928.9863 | 4538.9541 | 1 | 0.61598
2003-08-31 | 4505.4619 | 6680 | 17880.0078 | 4505.4619 | 1 | 0.61598
2003-09-30 | 4455.6133 | 6680 | 17131.7129 | 4455.6133 | 1 | 0.61598
Note on B1: From: C:\OCAP\OCAP_2008\OCAP_Exist_Study7_CONV041508\CONV\DSS\2005A01ADV.DSS
Note on C1: From: C:\OCAP\OCAP_2008\OCAP_Exist_Study7_CONV041508\CONV\DSS\2005A01ADV.DSS
Note on D1: From: C:\OCAP\OCAP_2008\OCAP_Exist_Study7_CONV041508\CONV\DSS\2005A01ADV.DSS
Note on E1: From: C:\OCAP\OCAP_2008\OCAP_Exist_Study7_CONV041508\CONV\DSS\2005A01ADV.DSS
Note on F1: From: C:\OCAP\OCAP_2008\OCAP_Exist_Study7_CONV041508\CONV\DSS\2005A01ADV.DSS
Note on G1: From: C:\OCAP\OCAP_2008\OCAP_Exist_Study7_CONV041508\CONV\DSS\2005A01ADV.DSS

## DSS Paths
LOD Study | 2005A01A | Group Name: | Data for use to Calculate Export Capacity
|  | Start Date: | 1921-10-31
B-Part | C-Part | Start Time: | 2400
D418 | Flow-Delivery | Finish Date: | 2003-09-30
D419 | Flow-Delivery | Finish Time: | 2400
Inflow | inflow-delta |  | Pathnames:
maxtracycalcDV | alias |  | /CALSIM/D418/Flow-Delivery//1MON/2005A01A/
perdv_swp_mwd1 | percent-delivery |  | /CALSIM/D419/Flow-Delivery//1MON/2005A01A/
perdv_cvpag_s | percent-delivery |  | /CALSIM/Inflow/inflow-delta//1MON/2005A01A/
/CALSIM/maxtracycalcDV/alias//1MON/2005A01A/
/CALSIM/perdv_swp_mwd1/percent-delivery//1MON/2005A01A/
/CALSIM/perdv_cvpag_s/percent-delivery//1MON/2005A01A/